## 판매대상계측기
1. Oscilloscopes/ BERT/ Logic Analyzer
| Product | Model | Man. | Spec/ option
1 | BERT | DPP125B | Tek | BERTScope 12.5 Gb/s Digital Pre-emphasis Processor
2 | BERT | N4901B | Agilent | 13.5Gb/s, opt 100(Pattern Generator & Error Detector), WinXP, Keysight cal cert. issued in Nov 2020
3 | BERT Module | MU110012A | Anritsu | 40/100G Module for MT1100A(Network Master Flex) CFP2 CFP2: 2, CXP: 2, QSFP+: 2, CFP4: 2 (with J1665A), QSFP28: 2 (with J1686A), opt 016(Ethernet 100G Dual Channel)/ 056(OTN 100G Dual Channel)
4 | Cable for Oscilloscope | N5450A | Agilent | InfiniiMax Extreme Temperature Extension Cable, 12GHz (typical) when used with N5381A
5 | Cable for Oscilloscope | N5450B | Agilent | InfiniiMax Extreme Temperature Extension Cable, 12GHz (typical) when used with N5381A
6 | CT Clamp On | 9279 | Hioki | Universal Clamp On CT 500A, DC to 20KHz
7 | DCA | 86100A | Agilent
8 | DCA | 86100B | Agilent
9 | DCA | 86100D | Agilent | Infiniium DCA-X Wide-Bandwidth Oscilloscope Mainframe, Win XP, opt 092(Internal Hard Disk)/ 500(Productivity Package Software)/ ETR(Enhanced trigger)/ GPI(GPIB)
10 | DCA | DSA8200 | Tek
11 | DCA Module | 80C07B | Tek | from 125 to 2500 Mb/s
12 | DCA Module | 80C11 | Tek | Optical Sampling Module 1100-1650nm
13 | DCA Module | 80A05-10G | Tek | Electrical Clock Recovery Module with 10G option
15 | DCA Module | 83485B | HP
16 | DCA Module | 86106B | Agilent | 28 GHz Optical / 40 GHz Electrical Plug-in Module
17 | DCA Module | 86109B | Agilent | 40GHz optical / 50GHz electrical module, Wavelength 1000-1600 nm
18 | DCA Module | 86115D | Agilent | 20/34 GHz Module for High-Volume/Parallel Optical Transceiver Test, opt 002(Dual input 20GHz optical sampling module 750-1650nm for SM and MM fiber)
19 | DCA Module | 86117A | Agilent | Dual 50 GHz Electrical Module
20 | DCA Module TDR | 80E03 | Tek | 20GHz 2 Ch module
21 | DCA Module TDR | 80E04 | Tek | 20GHz 2 Ch module
22 | DCA Module TDR | 54751A | HP | 20GHz dual channel electrical module
23 | DCA Module TDR | 54754A | Agilent | Agilent brand, TDR module no warranty
24 | DCA Module TDR | 54754A | HP | HP brand, TDR module no warranty
25 | DCA Module TDR | 80A06 | Tek | PatternSync Trigger Module
26 | DCA Probe | N1020A | Agilent | Time Domain Probe kit for 86100 series
27 | DCA Probe I/F Module | 80A03 | Tek | Interfaces Tektronix P7000 Series high-performance active and differential probes to DSA8300 sampling scopes
28 | DCA Protection Module | 80A02 | Tek | 80A02 protection module
29 | High Impedance Adapter | E2697A with 10073C | Agilent | High Impedance Adapter (includes 500 MHz passive probe)
30 | Logic Analyzer | 16802A | Agilent | without grabber
31 | Logic Analyzer | 16803A | Agilent | 101(HDD)/ 103(15 inch display with touch screen)/ 111, 102ch, 32M memory, 250MHz state, without grabber
32 | Logic Analyzer | 1680AD | Agilent | 136ch Stand alone type Logic Analyzer, without grabber
33 | Logic Analyzer | 1682A | Agilent | 68ch Stand alone type Logic Analyzer, without grabber
34 | Logic Analyzer | 16903A | Agilent | without grabber
35 | Logic Analyzer | TLA7012 | Tek | with TLA7AA4 (136ch), without grabber
36 | Logic Analyzer | TLA7012 | Tek | mainframe only, without grabber
37 | Logic Analyzer Acce | N4851A/ E4861A for 16822A | Agilent | N4851A(opt 010) (MIPI D-PHY Digital Acquisition Probe) 1 unit/ E4861A (Serial Stimulus Probe),
38 | Oscilloscope Adapter | AP-1M | LeCroy | Hi-Z Buffer 1Mohm 150Vpk Max
39 | Oscilloscope Adapter | LPA-BNC | LeCroy | Pro-Link to BNC Adapter
40 | Oscilloscope Adapter | LPA-SMA | LeCroy | Pro-Link to SMA Adapter
41 | Oscilloscope Analog | TS-80600 | Iwatsu | DC to 600MHz Analog Oscillocope
42 | Oscilloscope Analog | TS-81000 | Iwatsu | DC to 1GHz Analog Oscillocope
44 | Oscilloscope Digital | 204Xi-A | LeCroy
45 | Oscilloscope Digital | 54610B | Agilent | 500MHz Bandwidth/ 20MS, 2ch, mono display
46 | Oscilloscope Digital | 54810A | Agilent | 500MHz Bandwidth, 1GS/s, 2ch, 32Kpts memory
47 | Oscilloscope Digital | 54845A | Agilent | 4ch, 1.5GHz Bandwidth, Maximum Sampling Rate/ch: 4GSa/s
48 | Oscilloscope Digital | 54846A | Agilent | Infinium seriese oscilloscope, 2.25GHz Bandwidth, 8GS/s
49 | Oscilloscope Digital | 54846B | Agilent | Infiniium oscilloscope 2.25 Ghz 8Gs/s
50 | Oscilloscope Digital | 54852A | Agilent | 2GHz Bandwidth, 10GS/s, 4ch, 1Mpts memory
51 | Oscilloscope Digital | DL7100 | Yokogawa | 4ch Analog 16ch Logic Input, 500MHz Bandwidth, 1GS/s, SPI bus, Color LCD Display
52 | Oscilloscope Digital | DL9040 (701307) | Yokogawa | 500 MHz max. 5 GS/s (2.5 GS/s/ch), 2.5 Mword/ch, -F-HK
53 | Oscilloscope Digital | DL9140L (701311) | Yokogawa | 1GHz max. 5 GS/s (2.5 GS/s/ch), 6.25 Mword/ch , -M-HJ/P2/F5
54 | Oscilloscope Digital | DL9240 (701312) | Yokogawa | 1.5GHzbandwidth, 10GS/s(5GS/s/ch), 2.5Mword/ch, 4ch, opt -M-HJ/B5(printer)/P2(Probe power connections on rear panel, 2 outputs)/C8(HDD + Ethernet)
55 | Oscilloscope Digital | DL9240 (701312) | Yokogawa | 1.5GHzbandwidth, 10GS/s(5GS/s/ch), 2.5Mword/ch, 4ch, 1.5GHz Bandwidth, opt -M-HJ/C10(Ethernet)
56 | Oscilloscope Digital | DL9240L (701313) | Yokogawa | 4 ch, 1.5 GHz, max. 10 GS/s (5 GS/s/ch), 6.25 Mword/ch opt -M-HJ/B5/ P2/ C8/ F5
57 | Oscilloscope Digital | DPO2012B | Tek | 2ch, 100MHz bandwidth, 1GS/s
58 | Oscilloscope Digital | DPO2014B | Tek | 4ch, 100MHz bandwidth, 1GS/s
59 | Oscilloscope Digital | DPO4034 | Tek | 4ch, Bandwidth: 350MHz, Sample Rate:5GS/s
60 | Oscilloscope Digital | DPO4034B | Tek | 350MHz Bandwidth, 2.5GS/s, 20Mpts memory
61 | Oscilloscope Digital | DPO4054B | Tek | 4ch, Bandwidth: 500MHz, Sample Rate:5GS/s
62 | Oscilloscope Digital | DPO4104B | Tek | 4ch, Bandwidth: 1GHz, Sample Rate:5GS/s
63 | Oscilloscope Digital | DPO5204B | Tek | WIN 7 OS, with cal data issued in Oct. 2021, opt 2RL/ ASM/ DJE/ LT/ SR-CUST/ VET
64 | Oscilloscope Digital | DPO7054 | Tek | 500MHz Bandwidth, 10GS/s for 1 ch, 40Mpts/ch
65 | Oscilloscope Digital | DPO7104 | Tek | 1GHz bandwidth 4ch, opt 2RL
66 | Oscilloscope Digital | DPO7104 | Tek | 1GHz bandwidth 4ch, opt 2SR/ JE3
67 | Oscilloscope Digital | DPO7104C | Tek | 1GHz bandwidth 4ch, opt ASM(Advanced Search & Mark)/ DJE(Jitter and Eye Diagram Tools-Essentials)
68 | Oscilloscope Digital | DPO7254 | Tek | 2.5GHz bandwidth
69 | Oscilloscope Digital | DPO7254 | Tek | 2.5GHz bandwidth, opt 2RL
70 | Oscilloscope Digital | DPO7254 | Tek | 2.5GHz bandwidth, opt 2RL/ DJE
71 | Oscilloscope Digital | DPO7254C | Tek | Win7 opt 2RL, ASM, LT, VET, SR-CUST, DJE
72 | Oscilloscope Digital | DPO7354 | Tek
73 | Oscilloscope Digital | DPO7354 | Tek | 4ch, 3.5GHz bandwidth, 40GS/s
74 | Oscilloscope Digital | DSA70404 | Tek | MTH/ ST/ RTE/ JA3/ PTD/ ASM/ 5XL
76 | Oscilloscope Digital | DSA70804 | Tek | opt SST/ DJA/ ET3/ PCE/ USB/ DDRA/ DP12
77 | Oscilloscope Digital | DSA70804C | Tek | opt 2XL/ MTH/ ASM/ DDRA/ STU/ SR-810B/ SR-CUST/ TDSET3/ TDSPTD/ DJA/ USB2/ TDSUSB2/ PTH1
79 | Oscilloscope Digital | DSA70804C | Tek | opt DDRA/ SSD/ STU/ 2XL/ MTH/ PTH1.3/ ASM/ SR-CUST/ TDSPTD/ DJA
80 | Oscilloscope Digital | DSA70804C | Tek | opt DDRA/ PTH1/ PCE/ USB2/ 2XL/ MTH/ TDSUSB2/ ASM/ STU/ SR-CUST/ TDSET3/ TDSPTD/ DJA
81 | Oscilloscope Digital | DSA71254C | Tek | opt 2XL/ MTH/ PTH1/ ASM/ DDRA/ STU/ SR-810B/ VET/ SR-CUST/ TDSUSB2/ TDSPTD/ DJA
82 | Oscilloscope Digital | DSA71254C | Tek | opt 2XL/ MTH/ ST/ ASM/ LT/ STU/ PTD/ DJA
83 | Oscilloscope Digital | DSA71604B | Tek | 2XL(20Meg MAX 20M/CH)/ MTH(Serial Mask testing)/ ST(Serial pattern trigger)/ ASM( Advanced search & Mark)/ PTD(Protocol Trigger and Decode)/ DJA (Jitter and eye diagram Tools)
84 | Oscilloscope Digital | DSA72004C | Tek | Win 7 OS, 2XL(31.25 MS/Ch)/ MTH(Mask Testing, includes Hardware Clock Recovery)/ ST/ ASM(Advanced Event Search and Mark)/ DDRA(DDR Memory Bus Analysis)/ STU(Increase Protocol Triggering and Decoding from 3.125 Gb/s to 6.25 Gb/s)/ VET(Visual Trigger)/ SR-CUST(Custom Serial Analysis Kit for Developers)/ PCE(PCI Express™ Compliance Module for RT-Eye Serial Data Compliance and Analysis Software)/ PTD(Protocol Trigger and Decode for 8b/10b)/ DJA(DPOJET Jitter and Eye Diagram Analysis)/ SLDA64/ DDRA-LP4(LPDDRA Memory Bus Analysis)
85 | Oscilloscope Digital | DSA90404A | Agilent | 4GHz bandwidth, opt Op003(High-Speed serial data analysis with clock recovery and 8b/10b decoding (standard on DSA Series))/ 004(EZJIT Plus jitter analysis software (standard on DSA Series))/ 005/ 009/ 021/ 029(USB2.0 compliance application)/ 031/ 032/ 035/ 20M/ 800/ 803/ 805/ 820/ 821 (Windows XP)
86 | Oscilloscope Digital | DSA91204A | Agilent | opt 009(InfiniiScan event identification software)/ 012(Serial Data Equalization)/ 013(Basic InfiniiSlim Waveform Transformation Toolset)/ 040(User Definable Application )
87 | Oscilloscope Digital | DSO3152A | Agilent | 150MHz/ 1GS, 3ch
88 | Oscilloscope Digital | DSO3202A | Agilent | 200MHz/ 1GS, 2ch
89 | Oscilloscope Digital | DSO6032A | Agilent | 2CH, 300MHz bandwidth, 2GS/s
90 | Oscilloscope Digital | DSO6052A | Agilent | opt 8MH, 500MHz bandwidth, 4GS/s
91 | Oscilloscope Digital | DSO7104A | Agilent | 1GHz bandwidth, 4GS/s, 8Mpts memory, 12.1" Display, opt mem8M, LSS(I2C/SPI serial decode), MST, E00
93 | Oscilloscope Digital | DSO81304B | Agilent
94 | Oscilloscope Digital | DSO9104A | Agilent | opt 800
95 | Oscilloscope Digital | DSO9404A | Agilent | 4GHz bandwidth, 20GS/s, 1Gpts (2 channels), 20Mpts (4 channels) OPT 800, Win XP
96 | Oscilloscope Digital | DSO9404A | Agilent | opt 003/ 004/ 009/ 014/ 033/ 035
97 | Oscilloscope Digital | EDUX1002G | Keysight | 50MHz, 2 Analog Channels, with Waveform Generator
98 | Oscilloscope Digital | GDS-3252 | GW | 2ch, 250MHz bandwidth, 2GS/s, USB, 8 inch LCD Display
99 | Oscilloscope Digital | LT262 | LeCroy | 350MHz bandwidth, 1GS/s, 2ch
100 | Oscilloscope Digital | LT374 | LeCroy | 4ch, 500MHz bandwidth, 4GS/s, 500 kpts
101 | Oscilloscope Digital | LT584M | LeCroy | 1GHz bandwidth, 4GS/s, 4ch, 8Mpts, Color CRT display
102 | Oscilloscope Digital | MSO54 | Tek | 4ch, 350MHz
103 | Oscilloscope Digital | MSO6104A | Agilent | 1GHz Bandwidth/ 4GS, digital 16ch
104 | Oscilloscope Digital | MSO7104A | Agilent | 1GHz bandwidth, 4GS/s, 8Mpts memory, digital 16ch
105 | Oscilloscope Digital | RTA4004 (1335.7700K04) | R&S | 1GHz bandwidth, 5GS/s, memory 100MS/ch, opt RTA4K-COM4 (1GHz upgrade consists of RTA-B2410(1GHz bandwidth upgrade)/ RTA-B1(mixed signal option)/ RTA-B6(ARB Generator)/ RTA-PK1(Application Bundle))
106 | Oscilloscope Digital | TBS1152 | Tek | 150MHz/ 1GS, 2ch, Brand New Unit with original box but without Tek warranty
107 | Oscilloscope Digital | TDS2001C | Tek | 50MHz, 500MS/s, 2ch, USB
108 | Oscilloscope Digital | TDS2002B | Tek | 2ch, 60MHz, 1GS/s, Color Display, USB
109 | Oscilloscope Digital | TDS2012B | Tek | 100MHz, 2GS/s, 2ch, USB
110 | Oscilloscope Digital | TDS2012C | Tek | 100MHz, 2GS/s, 2ch, USB
111 | Oscilloscope Digital | TDS2014B | Tek | 100MHz, 2GS/s, 4ch, USB
112 | Oscilloscope Digital | TDS2014C | Tek | 100MHz, 2GS/s, 4ch, USB
113 | Oscilloscope Digital | TDS2022 | Tek | 2ch, 200MHz bandwidth, 2.5GS/s
114 | Oscilloscope Digital | TDS2024B | Tek | 4ch, 200MHz, 2GS/s, 2500pts, Color LCD Display, USB I/F
115 | Oscilloscope Digital | TDS3024B | Tek | 4ch, 200MHz Bandwidth, 2.5GS/s, 10K/ch memory
116 | Oscilloscope Digital | TDS3032 | Tek | 2ch, 300MHz Bandwidth, 2.5GS/s
117 | Oscilloscope Digital | TDS3032B | Tek | 2ch, 300MHz Bandwidth, 2.5GS/s
118 | Oscilloscope Digital | TDS3034B | Tek | 4ch, 300MHz Bandwidth, 2.5GS/s, 10K/ch memory
119 | Oscilloscope Digital | TDS3052 | Tek | 2ch, 500MHz Bandwidth 5GS/s, Color LCD Display
120 | Oscilloscope Digital | TDS3052B | Tek | 2ch, 500MHz Bandwidth 5GS/s, Color LCD Display
121 | Oscilloscope Digital | TDS3054 | Tek | 4ch, 500MHz Bandwidth 5GS/s, Color LCD Display
122 | Oscilloscope Digital | TDS3054B | Tek | 4ch, 500MHz Bandwidth 5GS/s, Color LCD Display
123 | Oscilloscope Digital | TDS3054C | Tek | 4ch, 500MHz Bandwidth 5GS/s, Color LCD Display
124 | Oscilloscope Digital | TDS3064B | Tek | 4ch, 600MHz Bandwidth 5GS/s, Color LCD Display
125 | Oscilloscope Digital | TDS5034B | Tek
126 | Oscilloscope Digital | TDS5054 | Tek | 500MHz Bandwidth, 5GS/s, 4ch, 400Kpts memory
127 | Oscilloscope Digital | TDS5054B | Tek
128 | Oscilloscope Digital | TDS5104B | Tek
129 | Oscilloscope Digital | TDS7254 | Tek | 2.5GHz bandwidth, with TCA-BNC or SMA adapter
130 | Oscilloscope Digital | TDS7404B | Tek | 4GHz Bandwidth, 20GS/s, opt SM(Serial Communications Mask Testing)/ RTE
132 | Oscilloscope Digital | WaveRunner 6030A | LeCroy | 350MHz Badwidth, 4ch
133 | Oscilloscope Digital | WaveRunner 6200A | LeCroy | 2GHz bandwidth, Win XP, HW opt : VL/GPIB1/ SW opt : JTA2/ XDEV/ XWAV
134 | Oscilloscope Digital | Wavesurfer 422 | LeCroy | 200MHz bandwidth, 2GS/s, 2ch
135 | Oscilloscope Digital | Wavesurfer 434 | LeCroy | 350MHz bandwidth, 2GS/s, 4ch
138 | Oscilloscope Digital Disk Drive Analyzer | DDA-120 | LeCroy | Disk Drive Analyzer, Single 5GS/s 16Mpts, Quad 2GS/s 4Mpts, Ch3 error
139 | Oscilloscope Digital HH | 199C | Fluke | 200MHz bandwidth, 2.5GS/s, 4 port full Isolated channels, with original hard case and accessories
141 | Oscilloscope Digital HH | THS720P | Tek | 100 MHz Bandwidth, 500MS/s per Channel
142 | Oscilloscope Digital HH | TPS2012 | Tek | 100MHz Bandwidth, 1GS/s, 2 port full Isolated channels
143 | Oscilloscope Digital HH | TPS2024 | Tek | 4CH, 200MHz bandwidth,2 GS/s, 2.5 kpts
144 | Oscilloscope Digital Mixed Domain | MDO4034B-3 | Tek
145 | Oscilloscope Digital Mixed Signal | 54832B | Agilent | 1GHz Bandwidth, 4GS/s, 4 Analog ch, with non original probes
146 | Oscilloscope Digital Mixed Signal | 54832D | Agilent | 1GHz Bandwidth, 4GS/s, 4 Analog ch + 16 Digital ch Mixed Oscilloscope, OS Widow 98, without logic accessories
147 | Oscilloscope Digital Mixed Signal | DL7440 (701460) | Yokogawa | 4 analog Ch & 16 bit Logic, 500MHz Bandwidth, 2GS/S, 16MW memory,opt -F-J1/B5
148 | Oscilloscope Digital Mixed Signal | DL7480 (701470) | Yokogawa | 500MHz bandwidth, 2GS/s, 8 CH input and maximum 4 MW memory, broken case upper left corner
149 | Oscilloscope Digital Mixed Signal | DL7480 (701480) | Yokogawa | 500MHz bandwidth, 2GS/s, 8 CH input and maximum 16 MW memory
150 | Oscilloscope Digital Mixed Signal | DL9710L (701331) | Yokogawa | 4ch 1GHz + Logic 32bits Max. 5 GS/s(2.5 GS/s/ch), 6.25 MW/ch -M-HJ-L4/C8/G2/7N or M-HJ-L2-P4/C8/7N or M-HJ-L4/B5/P4/C8/G4/F8/7N
151 | Oscilloscope Digital Mixed Signal | DLM2024 (710110) | Yokogawa | 200MHz Bandwidth, 2.5GS/s, 4ch, OPT -M-HJ-B5/P4/C11/C8/7N
152 | Oscilloscope Digital Mixed Signal | DLM2024 (710110) | Yokogawa | -M-HJ/B5/C10/7N, body color yellowed
153 | Oscilloscope Digital Mixed Signal | DLM2052 (710125) | Yokogawa | Mixed Signal Oscilloscope 2ch, 500MHz -M-HJ C11 M1S
154 | Oscilloscope Digital Mixed Signal | DLM2054 (710130) | Yokogawa | Mixed Signal Oscilloscope 4ch, 500MHz, -M-HJ/ LN(No switchable logic input (4 ch model only))/ M2(Memory expansion)/ P4/ C11/ EX54
155 | Oscilloscope Digital Mixed Signal | DLM2054 (710130) | Yokogawa | -M-HJ/ LN/ B5
156 | Oscilloscope Digital Mixed Signal | DLM2054 (710130) | Yokogawa | Mixed Signal Oscilloscope 4ch, 500MHz, -M-HJ/ M1/ F3(UART + I2C + SPI trigger and analysis (4 ch model only))/ 7N
157 | Oscilloscope Digital Mixed Signal | DLM2054 (710130) | Yokogawa | Mixed Signal Oscilloscope 4ch, 500MHz, -M-HJ/ B5(Built-in printer)/ P4(Probe power for 4 ch models)/ C11(GP-IB + Ethernet Interface)/ C8(Internal storage (1.8 GB))
158 | Oscilloscope Digital Mixed Signal | DLM6054 | Yokogawa | OPT -M-HJ-L16(Logic 16bit (Logic probe interface x 2))/ P4/ C9(Internal storage + LXI compliant LAN), without logic accessories
159 | Oscilloscope Digital Mixed Signal | DLM6104 | Yokogawa | opt -M-HJ-L32(Logic 16bit (Logic probe interface x 4))/F3(UART+I2C+SPI trigger and analysis)/7N, with some damaged face plate/ without logic accessories
160 | Oscilloscope Digital Mixed Signal | DSOX2012A | Keysight | label MSOX2012A but without logic accessory,100MHz Bandwidth, 2.GS/s, 1Mpts/ch, with non original probe
161 | Oscilloscope Digital Mixed Signal | MSO2014 | Tek | Analog 4 CH, Digital 16CH, 100MHz Bandwidth, 1GS/s, 1Mpts memory
162 | Oscilloscope Digital Mixed Signal | MSO2024 | Tek
164 | Oscilloscope Digital Mixed Signal | MSO4034 | Tek | 4+16 channel mixed signal oscilloscope, 500MHz bandwidth, 10GS/s(5GS/s/ch), 2.5Mword/ch, 4ch,
165 | Oscilloscope Digital Mixed Signal | MSO5204 | Tek | 4+16 channel mixed signal oscilloscope ,2GHz Bandwidth
166 | Oscilloscope Digital Mixed Signal | MSO5204 | Tek | opt 5RL(50M memory for each CH at 4 CH/ 125M (1 or 2 ch))/ DJA(Jitter and Eye Analysis Tools)/ SR-EMBD(Embedded serial triggering and analysis (I2C, SPI))
167 | Oscilloscope Digital Mixed Signal | MSO70604C | Tek | opt DDRA/ DJA/ TDSET3/ SR-EMBD/ SR-USB/ TDSUSB2/ ASM
168 | Oscilloscope Digital Mixed Signal | MSO70804C | Tek | opt 2XL(20 Meg Max 20M/CH) / MTH(Serial Mask Testing) / PTH1(3.125Gb/s Serial Pattern Trigger) / ASM(Advanced Search & Mark) / DDRA(DDR Analysis) / SR-EMBD(Embedded Serial Triggering and Analysis (I2C, SPI)) / STU(6.25Gb/s Serial Pattern Trigger) / SR-USB(USB Serial Triggering and Analysis) / SR-810B(8b/10b Serial Analysis) / SR-CUST(Custom Serial Analysis) / TDSUSB2(USB2.0 Compliance Test Package) / TDSET3(Ethernet Compliance Test Software) / TDSPTD(Protocol Trigger and Decode) / DJA(Jitter and Eye Diagram Tools - Advanced) / USB2(TekExpress USB2)
169 | Oscilloscope Digital Mixed Signal | MSO70804C | Tek | opt 5XL/ MTH/ ST/ ASM/ DDRA/ SR-EMBD/ STU/ SR-810B/ SR-CUST/ USB/ PCE/ ET3/ PTD/ HT3/ DJA
171 | Oscilloscope Digital Mixed Signal | MSO9404A | Agilent | 4GHz Bandwidth 20GS/s, 4 Analog Plus 16 Digital Channels opt 800, OS7, without logic accessories
172 | Oscilloscope Digital Mixed Signal Infiniium | MSO8104A | Agilent | 1GHz bandwidth, 4 analog CH/ 16 digital CH with logic accessories
173 | Oscilloscope I/F | TDS3GM | Tek | RS232/GPIB I/F
174 | Oscilloscope Mixed Domain | MDO4104-3 | Tek | Mixed Domain Oscilloscope, Analog 1GHz Bandwidth, 5GS/s, 3GHz Spectrum Analyzer
175 | Oscilloscope/ Recorder Digital | DL708 | Yokogawa | -1-M/M2/C8) / 701852(High-resolution high-voltage isolation module) 4 units/ 701860(Temperature Module) 1unit
176 | Oscilloscope/ Recorder Digital | DL716 | Yokogawa | -M-HJ/M2/C8 with 701855(HS-ISOL) 7 units/ 701870(Logic)
177 | Oscilloscope/ Recorder Digital | DL750 (701210) | Yokogawa | with 701251 2 units
178 | Oscilloscope/ Recorder Digital | DL750P (701230) | Yokogawa | option:-M-J3-HJ/M1/C8/C10/G2/P4/7N
179 | Oscilloscope/ Recorder Digital | DL850 | Yokogawa | 701260(High-Voltage 100 kS/s, 16-Bit Isolation Module) 2 units opt-M-HJ/B5(Built-in printer)/ HD1(Internal HDD)/C20(IRIG and GP-IB interface)/ G3(Real time math function)/ P4(Four probe power outputs)
180 | Oscilloscope/ Recorder Digital | DL850V | Yokogawa | Vehicle edition (CAN bus monitoring and trend waveform display), 701260(High-Voltage 100 kS/s, 16-Bit Isolation Module) 2 units opt-M(Memory expansion)-HJ(Japanese menu and panel)/ DC/ HD1(Internal HDD (160GB))/ C20(IRIG and GP-IB interface/ G3(Real time math function)/ P4(Four probe power outputs)
181 | Oscilloscope/ Recorder Digital | DL850V | Yokogawa | 701255(High-speed 10 MS/s 12-Bit non-Isolation Module (2 ch)) module 1 unit/ 701260(High-Voltage 100 kS/s, 16-Bit Isolation Module) 2 units opt-M-HJ/DC/HD1/C20/G3/P4
182 | Oscilloscope/ Recorder Digital Module | 701251 | Yokogawa | High-speed 1 MS/s 16-Bit Isolation Module (2 ch)
183 | Oscilloscope/ Recorder Digital Module | 701260 | Yokogawa | High-Voltage 100 kS/s, 16-Bit Isolation Module
184 | Oscilloscope/ Recorder Digital Module | 701265 | Yokogawa | Temperature/high-precision voltage Module (2 ch)
185 | Probe Accessory | E2655A | Agilent | Deskew and Performance Verification
186 | Probe Accessory | E2695A | Agilent | Differential SMA Probe Head for InfiniiMax probes
187 | Probe Accessory | N5425A + N5426A | Agilent | 12GHz InfiniiMax differential ZIF probe head, N5426A(InfiniiMax ZIF Tips, 20)GHz
188 | Probe Active | 700939 | Yokogawa | Bandwidth: DC to 900 MHz, 1.5m long, 50 ohm output
189 | Probe Active | 1130A | Agilent | 1.5GHz Infinimax
191 | Probe Active | 1156A | Agilent | 1.5GHz Active Probe
196 | Probe Active | HFP1000 | LeCroy | 1.0GHz
197 | Probe Active | HFP1500 | LeCroy | 1.5GHz
198 | Probe Active | HFP2500 | LeCroy | 2.5GHz
199 | Probe Active | N2795A | Agilent | 1GHz bandwidth, InfiniiVision 5000, 6000, 7000(except 6000 100MHz ) & InfiniiVision 9000, 90000 series
200 | Probe Active | N7020A | Agilent | Power Rail Probe, 2 GHz
201 | Probe Active | P6205 | Tek | DC to 750 MHz
202 | Probe Active | P6209 | Tek | Frequency Range 4 GHz, 5x, Type Active FET Probe
203 | Probe Active | P6249 | Tek | 5X, 4.0GHz Active FET Probe, TDS500/600/700/7000
205 | Probe Active | PBA2500 | Yokogawa | 2.5GHz Active Probe
206 | Probe Active | TAP1500 | Tek | 1.5GHz Active Probe
207 | Probe Active | TAP2500 | Tek | 2.5GHz Active Probe
208 | Probe Active | WL-PLink | LeCroy | 4GHz/ 6GHz
209 | Probe Active | ZS1000 | LeCroy | Active Differential Probe,1GHz, 0.9pF, 1MΩ
210 | Probe Active | ZS1500 | LeCroy | Active Differential Probe,1.5GHz, 0.9pF, 1MΩ
211 | Probe Active | ZS2500 | LeCroy | 2.5GHz Bandwidth, +-8V dynamic range, 1Mohm input resistance
212 | Probe Active Amp | N2800A | Keysight | 16 GHz InfiniiMax III Series Probe Amplifier
213 | Probe Active Amp | N2802A | Keysight | 25 GHz InfiniiMax III Series probe amplifier, Keysight Label
217 | Probe Active Differ. | TDP1500 | Tek | Differential Probe: 1.5GHz, TekVPI
220 | Probe Adapter | N1022A | Agilent | Enables wide bandwidth probing with the 86100 Infiniium DCA for use with the 1130/31/32/34A, 1156/7/8A and 1168/9A active probes
221 | Probe AMP Current | PS-26 | Iwatsu | Current Probe Power Supply
223 | Probe AMP Current | TCPA300 | Tek | Current Probe: 100 MHz, Amplifier
225 | Probe Current | 700937 | Yokogawa | DC to 50MHz, 15A(DC+peak AC)
226 | Probe Current | A6302 | Tek
227 | Probe Current | A6303 | Tek | AC and DC Current Measurements to 100 A, DC to 15 MH
228 | Probe Current | A6303XL | Tek | 17MHz, 8m length, 20A Current probe
229 | Probe Current | A6304XL | Tek
230 | Probe Current | AP011 | LeCroy | Current Probe 120KHz/ 150A
231 | Probe Current | CP015 | LeCroy
232 | Probe Current | CT4 | Tek | Pulsed Currents to 20,000A, use with A6312/A6302/A6302XL/P6021/TCP202
233 | Probe Current | N2774A | Agilent | DC to 50MHz, 15A peak AC without AMP N2775A
234 | Probe Current | N2820A | Keysight | without accessory, Keysight label, 3MHz/50uA High Sensitivity AC/DC Current Probe (2-ch), Max range 5A
235 | Probe Current | N2830A | Agilent | 4GHz InfiniiMax III+ Series Probe Amplifier
236 | Probe Current | P6022 | Tek | AC Current Probe 120MHz
237 | Probe Current | TCP202 | Tek | DC to 50MHz, 15A(DC+peak AC), Max peak 50A
239 | Probe Current | TCP303 | Tek | DC to 15MHz, 150A DC (Requires TCPA300 amplifier)
240 | Probe Current | TCP305 | Tek | DC to 50MHz; 50A DC
241 | Probe Current | TCP312 | Tek | 100MHz, 30V/21.2A/30A, min 1mA
242 | Probe Current | TCP312A | Tek | AC/DC Current; 30 Amp DC, DC-100MHZ
243 | Probe Deskew | TEK-DPG | Tek | Deskew Pulse Generator Status Probe
244 | Probe Differential | 9322 | Hioki | DC to 10 MHz, DC mode, AC mode, RMS mode, Max 2000 V DC, 1000 V AC (CAT II ), 600 V AC/DC (CAT III )
245 | Probe Differential | 700924 | Yokogawa | DC to 100MHz, Max differential voltage ±1400 V(DC+ACpeak) or 100 0 Vrms(1/1000)
246 | Probe Differential | 700925 | Yokogawa | DC to 15MHz, Max differential voltage : ±500 V(DC+ACpeak) or 350 Vrms (1/100)
247 | Probe Differential | 701920 | Yokogawa | DC to 500MHz Bandwidth, Max differential voltage: ±12 V(DC+ACpeak)
248 | Probe Differential | 701921 | Yokogawa | DC to 100 MHz, Max differential voltage : ±700 V(DC+ACpeak, 1/100)
249 | Probe Differential | 701922 | Yokogawa | DC to 200MHz(-3dB),Max differential voltage : ±700 V(DC+ACpea k, 1/100)
250 | Probe Differential | MD200A | Schaffner | DC to 10MHz, 2 ranges: 1:100 and 1:1000, Max. input voltage differential/ Common mode 7000Vp
251 | Probe Differential | P3000 | Tek | 10KV max
252 | Probe Differential | P5205 | Tek | 1300V(differential mode)/, 100MHz, Tek probe power
253 | Probe Differential | P5205A | Tek | 100MHz
254 | Probe Differential | P5210A | Tek
255 | Probe Differential | P6248 | Tek | 1.5GHz BW, 265ps Rise time, X1/X10 attenuation
256 | Probe Differential | P6330 | Tek | 3GHz differential
257 | Probe Differential | P7313 | Tek | 12.5GHz bandwidth, 12.5Vp at 5x attenuation
258 | Probe Differential | P7330 | Tek | 3GHz differential, some missing parts
259 | Probe Differential | P7350 | Tek | 5GHz differential, some missing parts
260 | Probe Differential | P7350SMA | Tek | 5GHz differential SMA, some missing parts
261 | Probe Differential | P7360 | Tek | 6GHz differential, some missing parts
262 | Probe Differential | P7380 | Tek | 8GHz, Active Differential Probe, some missing parts
264 | Probe Differential | P7500 | Tek | TriMod Differential Probe, some missing parts
265 | Probe Differential | P7504 | Tek | TriMod Differential Probe, 4GHz, some missing parts
266 | Probe Differential | P7513 | Tek | TriMod Differential Probe, 13GHz, for TekConnect Interface, some missing parts
267 | Probe Differential | P7520A | Tek | TriMod Differential Probe, 20GHz, for TekConnect Interface, some missing parts
270 | Probe Head Differ. | N5425B | Agilent | 12GHz InfiniiMax Differential ZIF Probe Head, some missing parts
271 | Probe Head Infinimax | E2677A | Agilent | 12GHz differential solder-in probe head, some missing parts
272 | Probe Head Infinimax | E2678A | Agilent | single-ended/differential socketed probe head and accessories, some missing parts
273 | Probe High Voltage | P5102 | Tek | High Voltage Probe for THS700 Series, 100MHz, 10X, 1000V, some missing parts
274 | Probe High Voltage | P6015A | Tek | 75MHz, 20KV, 1000X, like brandnew with original hard case, some missing parts
275 | Probe High Voltage | P6015A | Tek | 75MHz, 20KV, 1000X, without any accessory
276 | Probe High Voltage | PPE2KV | LeCroy | 100:1 400 MHz 50 MOhms High-Voltage Probe
277 | Probe High Voltage | PPE4KV | LeCroy | 100:1 400 MHz 50 MOhms High-Voltage Probe
278 | Probe Logic | 702911 | Yokogawa | Logic Probe (1m)5 - 8-bit, non isolated, TTL level/Contact Input
279 | Probe Logic | MR9321-01 | Hioki | 4-channel logic probes used to detect the presence of AC/DC voltage with Hioki Memory HiCorders
280 | Probe Logic | PBL100 | Yokogawa
281 | Probe Logic for Tek MSO | P6516 | Tek | Logic Probe for Tek MSO4K(non B) series with grabbers & Acc
282 | Signal Integrity Analyzer | 3100C | Wavecrest | 1.3GHz, Clock Signal Timing Measurement Frequency, 6GHz Oscilloscope Bandwidth
283 | Test Fixture | TDSUSB(Type2) | Tek | TDSUSBF(Type2) USB2.0 Compliance Test Fixture
284 | Test Fixture | TF-SATA | LeCroy | Serial ATA Test Fixture
285 | Test Fixture | TF-USB | LeCroy | USB Test Fixture
2. Spectrum / FFT Analyzer
1 | Dynamic Signal Analyzer | 35665A | HP | Dual-Channel Dynamic Signal Analyzer, 244uHz to 102.4KHz
5 | Dynamic Signal Analyzer | 35670A | HP | old model, opt AN2(Add 4MB memory)
6 | Mixer Millimeter-Wave Signal Analyzer Frequency Extension | N9029AV12 | VDI/ Agilent | 60~90GHzWR12 signal analyzer frequency extender, VDI part WR12SAX, opt UDC
7 | Mixer Millimeter-Wave Signal Analyzer Frequency Extension | N9029AV15 | VDI/ Agilent | 50~75GHz, WR15 signal analyzer frequency extender, VDI part WR15SAX, opt DC9
8 | Signal Analyzer | MS2691A | Anritsu | Signal Analyzer 13.5GHz opt 001(Rubidium Reference Oscillator)/ 003(Pre-selector Extended Lower Limit (3 GHz))/ 008(6 GHz Preamplifier)
9 | Signal Analyzer MXA | N9020A | Agilent | \
10 | Spectrum Analyzer | 8560E | HP | 9KHz to 2.9GHz, label 8562E
11 | Spectrum Analyzer | 8561EC | Agilent | 30Hz to 6.5GHz
12 | Spectrum Analyzer | 8563E | HP | 9KHz to 26.5GHz
13 | Spectrum Analyzer | 8563EC | Agilent | 30Hz to 26.5GHz, opt 006/ 007
14 | Spectrum Analyzer | 8564E | HP | 9KHz to 40GHz
15 | Spectrum Analyzer | 8564E | HP | 30Hz to 40GHz, opt 006
16 | Spectrum Analyzer | 8564EC | Agilent | 9KHz to 40GHz, opt 0B0
17 | Spectrum Analyzer | 8565E | HP | 30Hz to 50GHz, opt 006(30Hz)/ 008(Signal Identification)
18 | Spectrum Analyzer | 8565E | HP | 30Hz to 50GHz, opt 006/ 007(Digitized Fast Time Domain Sweeps)/ 008
19 | Spectrum Analyzer | 8565EC | Agilent | 30Hz ~50GHz, opt 001(Second IF Output (310.7 MHz) provided at rear panel connector J10)/ 005(alternate sweep output)/ 006(Frequency extension down to 30Hz)/ 008(Signal Identification)
21 | Spectrum Analyzer | 8593E | Agilent | Agilent label, 9KHz to 22GHz, opt 041(HP-IB and Parallel Interface)/ 140(Narrow Resolution Bandwidths and Precision Frequency Reference), have no rear panel rubber foot
22 | Spectrum Analyzer | 8593E | HP | HP label, 9KHz to 26.5GHz, opt 024/ 027(Frequency Extension to 26.5 GHz with N-Type)
23 | Spectrum Analyzer | 8594E | HP | 9KHz to 2.9GHz, HP 8595E label
24 | Spectrum Analyzer | E4401B | Agilent | ESA-E, 9KHz to 1.5GHz, Color Display, opt A4H
25 | Spectrum Analyzer | E4402B | Agilent | ESA-E, A4H
26 | Spectrum Analyzer | E4402B | Agilent | ESA-E, 1DS(3.0GHz PreAMP)/ A4H/ AYX(Fast Sweep & Ports)
27 | Spectrum Analyzer | E4403B | Agilent | ESA-L opt BAS(Includes IF/sweep port (A4J) and GPIB (A4H))
28 | Spectrum Analyzer | E4404B | Agilent | ESA-E, 9KHz to 6.7GHz, with opt 120(ACPR dynamic range extension)/ 1D5(High Stability Frequency Reference)/ 1DR(Narrow resolution bandwidths)/ 1DS(Preamp)
29 | Spectrum Analyzer | E4404B | Agilent | opt 060/ 1DS/ 1DR/ B72/ 1D5/ 290/ A4H
30 | Spectrum Analyzer | E4404B | Agilent | A4H(GPIB and Centronics interface)/ STD(Standard analyzer with (AYX, BAA))/ B75(Performance Bundle (1D5+1DR+1DS))/ 1D6
32 | Spectrum Analyzer | E4405B | Agilent | ESA-E, 1DR/ 1D5/ A4H/ AYX
33 | Spectrum Analyzer | E4411B | Agilent | ESA-L, 1DS(PreAmp)/ B72(Enhanced Memory)/ 1DP(75 ohm)/ 227(CATV Measure)/ A4H(GPIB and Centronics)/ A4J(IF and Sweep ports)
34 | Spectrum Analyzer | E4411B | Agilent | opt BAS(A4H+A4J)
35 | Spectrum Analyzer | E4411B | Agilent | 75 ohm input, opt HDJ
36 | Spectrum Analyzer | ESA-L1500A | Agilent | ESA-L, 9kHz - 1.5GHz, Dynamic Range : -120dBm - +30dBm, 1Hz - 3MHz RBW
37 | Spectrum Analyzer | FSU26 (1166.1660.26) | R&S | 20H to 26.5GHz, WinXP, opt K5(Modulation and Spectrum measurement on GSM/EDGE)/ B25(Electronic Attenuator, 0 dB to 30 dB, and 20 dB preamplifier)
38 | Spectrum Analyzer | FSU26 (1166.1660.26) | R&S | 20H to 26.5GHz, WinXP, opt FSP-B10(External Generator Control)/ FS-K73( 3GPP UE FDD Application Firmware)
39 | Spectrum Analyzer | N1996A | Agilent | CSA Spectrum Analyzer, opt 506(6GHz)/ P06(PreAMP 6GHz)
40 | Spectrum Analyzer | R3131A | Advantest | 9KHz to 3GHz with no opt
41 | Spectrum Analyzer | R3132N | Advantest | 75ohm input, 9KHz to 3GHz, opt 27(Narrow-band resolution bandwidths)/ 74(Tracking generator 100KHz to 3GHz)
42 | Spectrum Analyzer | R3265 | Advantest | 9KHz to 8GHz opt: 16/ 71/ 21/ 06
43 | Spectrum Analyzer | R3265A | Advantest | 9KHz to 8GHz
44 | Spectrum Analyzer | R3273 | Advantest | 100Hz to 26.5GHz, Color LCD Display, opt 01(Digital Modulation Analysis)/ 66(Bluetooth Analysis Software)
45 | Spectrum Analyzer | R3465 | Advantest | 9KHz - 8GHz, Color Display
46 | Spectrum Analyzer | U3741 | Advantest | 9KHz to 3GHz, USB
47 | Spectrum Analyzer | U3751 | Advantest | 9KHz to 8GHz, USB
48 | Spectrum Analyzer | U3771 | Advantest | 9KHz to 31.8GHz, USB, opt 20(Time base 2 x 10E-8/day)
49 | Spectrum Analyzer for CATV | 2714 | Tek | 1.8GHz, 75ohm, opt 2707 TG
50 | Spectrum Analyzer HH | MS2721B | Anritsu | 9KHz to 7.1GHz, 1Hz to 3MHz RBW
51 | Spectrum Analyzer HH | MS2724C | Anritsu | 9KHz to 20GHz, 1Hz to 10MHz RBW, opt 9(I/Q Demodulation Hardware)/ 19(High Accuracy Power Meter (Requires external USB Power Sensor))/ 44/ 45/ 541/ 542/ 543
52 | Spectrum Analyzer HH | N9340B | Keysight | Keysight label, Handheld Spectrum Analyzer, opt AMA(AM/FM modulation analysis)/ PA3(RF preamplifier)
53 | Spectrum Analyzer HH/ TG | FSH6-26 (1145.5850.26) | R&S | Handheld, 6GHz, with Tracking Generator/ PreAMP
54 | Spectrum Analyzer Real Time TG | RSA607A | Tek | USB3 Real Time Spectrum Analyzer 9KHz to 7.5GHz, opt 04(TG), demo unit
55 | Spectrum Analyzer TG | E4401B | Agilent | ESA-E, 9KHz to 1.5GHz, Color Display, opt 1AX/1DN/1DR
56 | Spectrum Analyzer TG | E4411B | Agilent | 1AX(Serial Interface)/ 1DN(TG)
57 | Spectrum Analyzer TG | E4411B | Agilent | 1DN(TG)/ A4J(IF and sweep ports)/ A4H(GPIB and Centronics)
58 | Spectrum Analyzer TG | ESA-L1500A | Agilent | opt 1DN/ A4H/ A4J
59 | Spectrum Analyzer TG | FSEM30 (1079.8500.30) | R&S | 20Hz to 26.5GHz, opt B10(TG 7GHz)/ B15(Controller for FSE)
60 | Spectrum Analyzer TG | R3131 | Advantest | 9KHz to 3GHz
61 | Spectrum Analyzer TG | R3131A | Advantest | 9KHz to 3GHz with opt 74(TG)
62 | Spectrum Analyzer TG | R3132 | Advantest | 9KHz to 3GHz, opt 20/ 27/ 74
63 | Spectrum Analyzer TG | R3132 | Advantest | 9KHz to 3GHz, opt 27/ 74(TG), with two broken rear feet
64 | Spectrum Analyzer TG | R3361C | Advantest | 9KHz to 2.9GHz, wih Tracking Generator
65 | Spectrum Analyzer TG | R3365A | Advantest | 100Hz to 8GHz,, 10Hz to 3MHz RBW, Tracking Generator
66 | Spectrum Analyzer/ Video Analyer | AT2500R3 | Sunrise | opt CATV measurement/ Digital CH. Power/ Time Domain Measurement
68 | Spectrum/ Network Analyzer S Parameter Test Set | 35689A | HP | S Parameter Test Set for 3589A
3. Network Analyzer
1 | Adapter Kit | 85130D | Agilent | 3.5mm-3.5mm (m&f) adapter kit
2 | Adapter Kit | 85130F | Agilent | 2.4mm-3.5mm (m&f) adater kit
3 | Adapter Kit | 85130G | HP | 2.4mm-2.4mm (m&f) adpater kit
5 | Calibration Kit | 16195A | HP | 7mm Calibration Kit
6 | Calibration Kit | 16195A | Agilent | 7mm Calibration Kit
7 | Calibration Kit | 16195B | Agilent | 7mm Calibration Kit
9 | Calibration Kit | 85032B | Agilent | Type N, DC to 6GHz
10 | Calibration Kit | 85033D | HP | 6GHz
13 | Calibration Kit | 85038A | Agilent | Standard Mechanical Calibration Kit, DC to 7.5 GHz (usable to 8 GHz)
16 | Calibration Kit | 85098C | Agilent | E Cal Kit, 300KHz to 7.5GHz
17 | Calibration Kit | FSH-Z29 1300.7510.03 | R&S | DC to 4GHz
18 | Calibration Kit | RPC-3.50 | Rosenberger | DC to 26.5GHz
19 | Calibration Kit | U11644A(WR-19) | Keysight | 40~60GHz, Keysight brand, 11644-6003/ 11644-6006/ 11644-60018 2 units
20 | Calibration Kit | V11644A(WR-15) | Agilent | 50~75GHz, Agilent brand, 11644-60012 3 units/ 11643-60052
24 | Network Analyzer | 37169A | Wiltron | 22.5MHz to 40GHz
25 | Network Analyzer | 37269D | Anritsu | 40MHz to 40GHz, opt 2A(Time (Distance) Domain)
28 | Network Analyzer | 8713B | HP | 300KHz to 3GHz, 1E1(60dB attenuator)/ 1EC(75ohm input)/ W08
29 | Network Analyzer | 8714C | HP | 300KHz to 3GHz
30 | Network Analyzer | 8720C | HP | 50MHz to 20GHz
31 | Network Analyzer | 8720D | HP | 50MHz to 20GHz, opt 007(Mechanical Transfer Switch)/ 010(Time Domain Analysis)
32 | Network Analyzer | 8753ES | HP | HP brand, 30KHz to 6GHz
33 | Network Analyzer | 8753ES | Agilent | Agilent brand, 30KHz to 6GHz
34 | Network Analyzer | E5061B | Agilent | ENA, 100KHz to 3GHz, opt 235(S-parameter test set, 100 kHz to 3GHz, 50 Ω system impedance)/ 020(Standard hard disk drive)
35 | Network Analyzer | E5071B | Agilent | ENA, 300KHz to 8.5GHz, opt 008/ 016/ 414(4-port S-parameter test set, extended power range (-50 dBm to 10 dBm))/ UNQ
36 | Network Analyzer | ZNL3 | R&S | 5KHz to 3GHz, opt B1(Spectrum Analysis)/ B22(Extended Power Range)/ B31(Receiver step attenuator port 1)/ B32/FLP1-B4(Precision frequency reference (OCXO))
37 | Network Analyzer | ZNLE6 | R&S | 100KHz to 6GHz, 2 ports, opt B100(Low Frequency 100KHz)
38 | Network Analyzer | ZVB8(1145.1010.08) | R&S | 300KHz to 8GHz, 1Hz Resolution, 2 ports, Win XP, Output -123dBm to +13dBm 0.01dB Resolution
39 | Network Analyzer 75ohm | 8753ES | Agilent | 30KHz to 3GHz, opt 075 (75 ohm input)
40 | Network Analyzer Cable | 85131-60012/ 60013 | HP | 3.5mm flexible test port cable
41 | Network Analyzer Cable | 85133-60016/ 60017 | Agilent | 2.4mm Cable set (2 units) for 50GHz
42 | Network Analyzer Cable | 85134-60003/ 60004 | Agilent | 85134-60003(2.4-3.5mm (m))/ 60004(2.4-3.5mm (f))
43 | Network Analyzer Cable | GVT4SO30073-002 | MegaPhase | 2.4mm Cable set for 40GHz
44 | Network Analyzer Multiport Test Set | 87050A | Agilent | opt H06, Solid-state or mechanical switching
45 | Network Analyzer Multiport Test Set | 87075C | Agilent | opt 012, 12 PORT/ 75 OHM, Solid-state or mechanical switching
46 | Network Analyzer Multiport Test Set | 87075C | HP | opt 012, 12 PORT/ 75 OHM, Solid-state or mechanical switching
47 | Network Analyzer Multiport Test Set | E5091A | Agilent | 9 ports, for ENA
48 | Network Analyzer PNA | E8356A | Agilent | PNA, 300KHz to 3GHz
49 | Network Analyzer PNA | E8358A | Agilent | 300KHz to 9GHz, opt 015(Configurable test set)/ P02
50 | Network Analyzer PNA-L | N5230A | Agilent | opt 220(20 GHz, 2-port, standard test set)
52 | Network Analyzer PXI | M9375A | Agilent | PXI Vector Network Analyzer, 300kHz to 26.5GHz
53 | Network Analyzer S Parameter | N4418A | Agilent | connection with 8720ES opt H32
54 | Network Analyzer USB | MS46121A | Anritsu | USB type, 40MHz to 4GHz, 1 port, opt 004/ 099
55 | S Parameter Test Set | N4421B | Agilent | combined with 2-port PNA or PNA-L network analyzer and Option 550
56 | Signal Analyzer | 4352S | Agilent | 4352B+43521A with cables
57 | Tool Kit | 74Z 0-0-70 | Huber Suhner | Tool Kits & Cases Tool set for semi-rigid cabel assembling (solder type)
58 | Tool Kit | 74Z-0-0-71 | Huber Suhner | Tool Kits & Cases Tool set for semi-rigid cabel assembling
59 | Transmission/Reflection Test Kit | 87512A | Agilent | 50 ohm Trasmission/Reflection Test Kit, DC to 2GHz
60 | Transmission/Reflection Test Kit | 87512B | Agilent | 75 ohm Trasmission/RefLeCroytion Test Kit, 5Hz to 500MHz
61 | Verification kit | 85053B | Agilent | 3.5mm Connector type, 300kHz to 26.5GHz, for 8510 series, without data disk and tape
4. Signal Generator
1 | AWG | AG4100 | Yokogawa | 1ch, Amplitude 5Vpp(no load) 50 ohm output, Max 400MHz clock 12bit resolution, 128K word
2 | AWG | AWG2005 | Tek
3 | AWG | AWG2021 | Tek
4 | AWG | AWG2041 | Tek | opt 0109
5 | AWG | AWG5002 | Tek | 600MS/s 2 CH Arbitrary Waveform Signal Generator
6 | AWG | AWG510 | Tek | Single CH, 1GSa/sec, 4Mpoints/ch Record Length, 8 bit Vertical Resolution, 2Vp-p Output Voltage
7 | AWG | AWG520 | Tek | Dual CH, 1GSa/sec, 4Mpoints/ch Record Length, 8 bit Vertical Resolution, 2Vp-p Output Voltage
8 | AWG | AWG610 | Tek | Single CH, 2.6GSa/sec, 8Mpoints/ch Record Length, 8 bit Vertical Resolution, 2Vp-p Output Voltage
9 | AWG | AWG710B | Tek | 4.2GS/s sample rate/ up to 2.1GHz, 32.4M or 64.8M points
10 | AWG | M8190A with M9505A | Keysight | M8190A with M9505A(5-slot AXIe Chassis with embedded (part number M9505-00130) AXIe system module, opt U20(ESM with USB 2.0)), opt 002(2 CH)/ 02G(2GSa Memory /Ch)×2/ 12G(12 GSa/s with 12 bit resolution)/ 14B(14 bit resolution with 8 GSa/s)/ 801(Microwave Phase Matched Balun, SMA Jack)×2/ 810(Cable Assembly Coaxial-50Ohm, SMA to SMA, 457mm Length)×4/ 811(Cable Assembly Coaxial-50Ohm, SMA to SMA, 1220mm Length)×4/ AMP(Additional AC and DC Amplifier)/ DUC(Digital Upconversion License for the M8190A Arbitrary Waveform Generator)/ M9045B/ M9048A(PCIe Desktop Adapter: Gen 2, x8, clock isolation)/ M9505-U20/ Y1200B/ Y1202A
11 | AWG | M8195A with M9502A | Keysight | high-speed AWG with up to 65 GSa/s sample rate and 25 GHz bandwidth on up to 4 channels per module, opt 004(4 channel, 65GSa/s, 2GSa per module)/ 16G(Upgrage to 16GSa per module)/ FSW(Fast switching per module)/ SEQ(Sequencer Functionality per module)
12 | AWG | VB8000(703150) | Yokogawa | Max 64 Mpoints/ch, 4-channel, Frequency 300kHz to 300MHz, opt 644-M
13 | Clock Generator Synthesized | CG635 | SRS | DC to 2.05GHz low-jitter clock generator, opt 3 (Rubidium Timebase)
14 | Clock Generator Synthesized | CK1615 | NF | 1KHz to 500MHz, 1mHz (maximum 12 digits) resolution, -2.00V to +7.00V/open
15 | Clock Generator Synthesized for BERT | SHF78120C | SHF | Output Clock : 0.625 to 40GHz with 1KHz resolution, Output Power Adjustable -10 to +8dBm with 0.1dB resolution
16 | Data Generator | DG2040 | Tek
17 | Function Generator | 1956 | NF | Dual ch, 100MHz Function Generator,
18 | Function Generator | 33120A | HP
19 | Function Generator | 33210A | Agilent | 1mHz to 10MHz, Modulation AM,FM,LIN/LOG Sweep,Burst,PWM
20 | Function Generator | 33220A | Agilent | 20MHz sine and square wave outputs
21 | Function Generator | 33220A | Agilent | opt 001(External Frequency Reference)
22 | Function Generator | 33250A | Agilent | 80MHz sine and square wave outputs
23 | Function Generator | AFG3021C | Tek | 1CH, 25MHz
24 | Function Generator | AFG3102 | Tek | dual Channel, 1GS/s, 100MHz Aritrary Function Generator
25 | Function Generator | AFG31252 | Tek | dual CH, sine wave 250MHz, until Oct 14/ 2022 manufacturer warranty
26 | Function Generator | AFG3252C | Tek | 240MHz, 2CH Arbitrary/Function Generator
27 | Function Generator | DFG-8020 | EZ | sine wave 20MHz
28 | Function Generator | FG-100 | Princeton
29 | Function Generator | FG120 | Yokogawa | dual CH, 1uHz to 2MHz
30 | Function Generator | FG300 | Yokogawa | -706122-M, sine 15MHz, dual CH
31 | Function Generator | PM5193 | Philips | 0.1mHz to 50MHz
32 | Function Generator | SG-4311 | Iwatsu | 1mHz to 30MHz, 16Vpp 50 ohm/ 32Vpp open
33 | Function Generator | SG-4511 | Iwatsu | 1mHz to 50MHz
34 | Function Generator | WF1943B | NF | 1CH, 15MHz Arbitrary waveform.14bit resolution ,64K word
35 | Function Generator | WF1966 | NF | 0.01Hz to 50MHz, dual CH
36 | Function Generator | WF1974 | NF | 0.01Hz to 30MHz, dual CH
38 | Modulation Generator I/O | AMIQ04 (1110.2003.04) | R&S
39 | Precision C/N Generator | UFX-BER 45 | Noise/Com | 5 to 90 MHz General Purpose, 75 ohm input
40 | Pulse Generator | 214B | Agilent | dc to 10MHz, max +-100V 5 ranges
41 | Pulse Generator | 81101A | Agilent | 1mHz to 50MHz Pulse/ Pattern Generator, 10ns to (period-10ns) width range, Up to 10Vpp (into 50 ohm)
42 | Pulse Generator | 81110A | Agilent | with 1 unit of 81112A
43 | Pulse Generator | 81110A | Agilent | with 2 units of 81111A
45 | Pulse Generator | 81130A | Agilent | 81131A 2 units, 400 MHz Pulse Pattern Generator
46 | Pulse Generator | 8130A | HP | dual ch, 300MHz, 020(Second channel)
47 | Pulse Generator | 8131A | HP | opt 020, dual ch, 500MHz repetition rate
48 | Pulse Generator | 8133A | Agilent | 33MHz to 3GHz/ 100KHz Resolution, Agilent label
49 | Pulse Pattern Generator | model 12060 | Picosecond | 20GB/s Programmable Pulse Pattern Generator, Bias Tee 5541A-104 2 units
50 | Pulse Pattern Generator | MP1761B | Anritsu | 12.5GB/s, opt 01 (Sync Out)
52 | Pulse Pattern Generator | MP1763C | Anritsu | 12.5GB/s, opt 01 (Sync Out)
53 | Signal Generator | 2910 | Keithley | Continuous frequency range of 400MHz~2.5GHz spans key mobile wireless frequency bands, 40MHz modulation bandwidth using internally generated modulation
54 | Signal Generator | 6062A | Fluke | 100KHz to 2.1GHz
55 | Signal Generator | 68177C | Anritsu | 10MHz to 50GHz, have parallel lines on the display
56 | Signal Generator | 8642B | HP | 0.1~2100MHz
57 | Signal Generator | 8648B | HP | Frequency Range 9kHz - 2GHz
58 | Signal Generator | 8648C | HP | Frequency Range 9kHz - 3.2GHz
59 | Signal Generator | 8648C | HP | with opt 1E5(High-stability time-base)/ 1E6(Pulse modulation)/ 1EA(High power option max +20dBm<=1000MHz)
61 | Signal Generator | 8664A | HP | opt 001(High Stability Time Base) / 004(Low-noise Enhancement)
62 | Signal Generator | 8664A | HP | opt 004
63 | Signal Generator | 8665A | HP | 4.2GHz
64 | Signal Generator | FS300 | R&S | 9KHz to 3GHz
65 | Signal Generator | JSG-1610A | Jung Jin | 200KHz to 1100MHz, -127dBm to +13dBm
66 | Signal Generator | MG3681A | Anritsu | 250KHz to 3GHz
67 | Signal Generator | MG3692B | Anritsu | 10MHz to 20GHz, 5(10MHz to 20GHz RF coverage)/ 6(Analog Sweep Capability)
68 | Signal Generator | SMA100A | R&S | 9KHz to 6GHz with opt 81(Rear Connectors)/ 106L(9KHz to 6GHz without attenuator)
69 | Signal Generator | SME03 | R&S | 5kHz to 3GHz, 1038.6002.03
70 | Signal Generator | SMIQ03 | R&S | 300KHz - 3.3GHz, opt B1/B20/B11/B12/B17/B42/B45/B48/B50
71 | Signal Generator | SMIQ03B | R&S | 300KHz - 3.3GHz, 0.1Hz Resolution, opt M-B1/ SM-B5/ SM-B50/ SMIQB11/ SMIQB12/ SMIQB17/ SMIQB20
72 | Signal Generator | SMIQ03B | R&S | opt SMIQB11/ SMIQB12/ SMIQB14/ SMIQB15/ SMIQB17/ SMIQB19/ SMIQB20/ SMIQB21
73 | Signal Generator | SMIQ06B | R&S
74 | Signal Generator | SML03 | R&S | 9kHz to 3.3GHz with 0.1Hz resolution
75 | Signal Generator | SMT03 | R&S | 5KHz to 3GHz
76 | Signal Generator | SMT03 | R&S | 5KHz to 3GHz, error message but good working
77 | Signal Generator ESG | E4428C | Agilent | 3GHz, opt 503
78 | Signal Generator ESG | E4428C | Agilent | 6GHz, opt 506/ UNB(High output power with mechanical attenuator)
79 | Signal Generator ESG | E4433B | Agilent | 4GHz, opt 1EM/UND/100/101/UN5/UN7/UN8/UN9
80 | Signal Generator ESG | E4433B | Agilent | 1E5/UND/H99/100/101/UN5
81 | Signal Generator ESG | E4433B | Agilent | 1E5/UN8/UN9/UND/UN7/UNB/UN5/
82 | Signal Generator ESG | E4438C | Agilent | 4GHz, 002(BASEBANDGENERATOR)/ 005(HDD)/ 401(CDMA2000)/ 403(CALIBRATED NOISE)/ 404(1XEVDO)/ 407(S-DMB)/ 504(4GHz)/ UNJ(IMPPROVED SPECTRA PURITY)
83 | Signal Generator ESG | ESG-D3000A | Agilent | 250KHz to 3GHz
84 | Signal Generator ESG | E4432A | Agilent | 3GHz
85 | Signal Generator ESG | E4432B | Agilent | 3GHz, opt 100/ 1E5/ H99/ UND
86 | Signal Generator ESG | E4432B | Agilent | 3GHz, rear panel output
87 | Signal Generator Sweep | 6737B-20 | Wiltron | 1~20GHz
88 | Signal Generator Sweep | 68037B | Anritsu | 2~20GHz, opt 1A/ 2A(STEP ATT)/ 10A
91 | Signal Generator Sweep | 83650A | HP | opt 001
92 | Signal Generator Sweep | 83650B | Agilent | Agilent badged, opt 001(step attenuator)/ 002(internal modulation generator)/ 008(1 Hz resolution)
93 | Signal Generator Sweep | 83651A | HP
94 | Signal Generator Sweep | 83712A | HP | 10MHz to 20GHz, opt 1E1/ 1E5/ 1E8/ 1E9
96 | Signal Generator Synthesized | 68047B | Anritsu | Synthesized CW Generator, 10MHz to 20GHz, max 11dBm output, one parallel line on the display, opt 2A(Step attenuator (10 dB/step, high-end requency of =< 26.5GHz, rated output power is reduced))
97 | Signal Generator Synthesized | 68047C | Anritsu | Synthesized CW Generator, 10MHz to 20GHz, max 11dBm output, one parallel line on the display, opt 2A(Step attenuator (10 dB/step, high-end requency of =< 26.5GHz, rated output power is reduced))
98 | Signal Generator Synthesized | 8656B | HP | 100KHz to 1GHz Range, 10Hz Resolution, -136~+13dBm Output Resolution, FM/AM Modulation, front button need high pressure, opt 001(High-stability timebase)
99 | Signal Generator Synthesized Sweep | 68147A | Wiltron | 10MHz to 20GHz, +13 dBm(20mW), opt 11(0.1Hz Resolution)/ 15(High Power Output 2~20GHz 50mW)
100 | Signal Generator Synthesized Sweep | 69017B | Anritsu | 10MHz to 8.4GHz CW Generator, opt 2E(120dB electronic step attenuator 10dB step)/ 19(SCPI programmability), one parallel line on the display
101 | Signal Generator Three Phase | TG1703 | NF | Freq range 1.00Hz～500.000Hz (1mHz Res), 1φ2W、1φ3W、3φ4W、3φ3W(V network), Amplitude：0～3Vrms(sine)、0～4.Vpk(Arbitrary), Resolution 0.0001Vrms, Harmonic 0.5~64 (0.5 Res), GPIB
102 | Signal Generator Vector | SMATE200A | R&S | 100KHz to 6GHz, without display
103 | Signal Generator Vector | SMU200A (1141.2005.02) | R&S | single CH, 6GHz, opt B11(Baseband Generator with ARB)/ B13(Baseband Main Module)/ B17(1xEV-DO)/ B81(Rear panel connectors for 1st RF path)/ B106(100kHz to 6GHz)
5. RF/ EMC/ Wireless Communication
1 | AC/DC Generator High Voltage | 615-3-L-JX | Trek | AC Voltage Range (DC bias is zero):0 to ±5 kV DC peak-to-peak, DC Bias (AC voltage is zero):0 to ±5 kV DC, AC Current (DC current is zero): 0 to 5 mA average where AC current average = (2) I peak / 3.14, DC Current (AC current is zero): 0 to 8 mA DC, Frequency (Internal Generator): 100 Hz to 10 kHz
2 | AC/DC High Voltage Supply Amplifier/Controller | 610B | Trek | output : 0 to ±1 kV or 0 to ±10 kV/ 0 to ±200 μA or 0 to ±2000 μA peak AC, Slew Rate Greater than 35 V/µs, DC to greater than 1.2 kHz (-3dB), Gain 100 V/V (±1 kV) 1000 V/V (±10 kV), one toggle switch broken
3 | Accessory Set for RF | 54121-68701 | Agilent | 8493C (71681,71676,71678,71706,71682)
4 | Adapter for RF | 11900A | Agilent | 2.4 mm (f) to 2.4 mm (f), DC to 50 GHz
5 | Adapter for RF | 11900B | Agilent | 2.4 mm (f) to 2.4 mm (f), DC to 50 GHz
6 | Adapter for RF | 11901C | Agilent | Adapter, 2.4mm (m) to 3.5mm (f), DC to 26.5GHz
7 | Adapter for RF | 11901D | Agilent | Adapter, 2.4mm (F) to 3.5mm (M), DC to 26.5GHz
8 | Adapter for RF | 11904A | Agilent | Adapter, 2.4mm (F) to 2.92mm (M), DC to 40GHz
9 | Amp High Voltage | 9200A | Tabor | Dual Channel Signal Amplifiers, output 400Vp-p (±200V), 100mA/CH, DC to >500kHz
10 | Antenna Active directional | HE300 | R&S | 9KHz to 7.5GHz Portable directional antenna for locating transmitters and interference sources
11 | Antenna Biconical | 3124 | ETS-Lindgren | 30MHz~300MHz
12 | Antenna Dipole | 3121D | ETS-Lindgren | 30MHz to 1GHz, Balun1:30~60MHz, Balun2:60~140MHz, Balun3:140~400MHz, Balun4:400~1GHz
13 | Antenna Dipole | MA5612B4 | Anritsu | 2.25GHz~2.6GHz
14 | Antenna Dipole | UHA9105 | Schwarzbeck | 300~1000MHz, 10W
15 | Antenna Dipole | UHA9125D | Schwarzbeck | λ/2 Dipole, 1.5~3(4)GHz
16 | Antenna Dipole | UHAP | Schwarzbeck | UHAP 300MHz to 1GHz
17 | Antenna Dipole | VHA9103 | Schwarzbeck | 30MHz to 300MHz, 15W, without balun
18 | Antenna Horn | 3115 | ETS-Lindgren | Double Ridged Horn Antenna, 750MHz - 18GHz, 500W
19 | Antenna Horn | 3160-04 | EMCO | pyramidal standard gain horn antenna 2.60 – 3.95 GHz
20 | Antenna Horn | 3160-05 | EMCO | 3.95 – 5.85 G
21 | Antenna Horn | 3160-09 | EMCO | 18.0 - 26.5 GHz
22 | Antenna Log Periodic | 96005 | Raven | 200MHz-1GHz, identical to EMCO 3146, 50ohm 1KW
23 | Antenna Log Periodic | LPD-118/A | ARA | 1~18GHz, Gain 7.0dBi nominal, Polarization Linear Horizontal or Vertical
25 | Antenna Loop Active | LA350 | AOR | Active Loop Antenna 200~540KHz
26 | Antenna Positioner | model 2090 | ETS-Lindgren | Muti Device Positioning Controller for Antenna, LISN, etc
27 | Antenna Switch | BAS0120-250 | BONN | Antenna Switch
28 | Antenna with Reference Radiation Source | 4630 | ETS-Lindgren | Refrad Reference Radiator, Square Loop Antenna Assembly, Short Dipole Antenna Elements Balun Assembly, Long Dipole Antenna Elements Balun Assembly, Support Base, Support Block, Clamp Block, Battery Charger with Cable
29 | Antenna with Reference Radiation Source | VSQ1000 | Schaffner | 30MHz to 1GHz, It consists of a battery operated comb generator RSG 1000 and biconical broadband antennas DPA 4000A
30 | Bluetooth Tester | CBT (1153.9000.35) | R&S | opt B55(Enhanced Data Rate)/ K55(Enhanced Data Rate)
31 | Bluetooth Tester | TC-3000C | Tescom | opt 10(Audio Analyzer)/ 30(Measurement)/ 40(EDR)
32 | Coupler Coaxial directional | 87300C | Keysight | Coaxial directional Coupler, 1GHz to 26.5GHz
33 | Coupler Dual directional | 778D-012 | HP | 100MHz to 2GHz
34 | Divider RF Power | 11636B | Keysight | Keysight label, DC to 26.5GHz, SMA type Termimal
35 | Divider RF Power | 11636B | HP | HP label, DC to 26.5GHz, SMA type Termimal
36 | Divider RF Power | K240B | Anritsu | DC to 26.5GHz, SMA type Termimal
37 | Divider RF Power | K241C | Anritsu | DC to 40GHz, SMA type Termimal
38 | EMC Test Receiver | 8542E | HP | 85422A/ 85420E
39 | EMC Test Receiver | E7405A | Agilent | 1DR(Narrow Resolution Bandwidth)/ BAB(APC 3.5mm input connector)/ 1DS(RF Preamp)/ B72(Expansion Memory)/ 1DN(3.0GHz TG, 50 ohm)/ 1D5(Hi Stability Freq Ref)/ A4H(GPIB & Parallel)/ AYQ(Detectors & FM Demd)/ AYX(Fast Sweep & Ports)
40 | EMC Test Receiver | ESH3 | R&S | 9KHz to 30MHz
41 | EMI Analysis Sytem | EPS-02E | Noiseken | Space-Magnetic Field Visualization System, compatible with R&S FSV/ FSU/ FSW/ Advantest U3741/ U3751
42 | EMI Analyzer | EA-2100 | EMCIS | EMI Analyzer 9kHz~300MHz/ Analysis Mode L1, L2, CM, DM
43 | Filter Low Pass | 5915 | Picosecond
44 | Filter Multifunction | 3611 | NF | single CH, Cutoff frequency : 0.1Hz to 21.8kHz, 2-digit setting with five ranges, Roll off : 24dB/oct (lowpass and highpass) 1/3 oct bandwidth(Bandpass)
45 | LISN | 4825/2 | EMCO | 50ohm, 50/250uH, 9KHz to 30MHz
46 | LISN | ESH2-Z5 | R&S | V-Network, 4 lines, 25A
47 | LISN | ESH3-Z5 | R&S | Two-line V-Network (LISN) 9kHz - 30MHz (50 uH + 5 Ohm) shunted by 50 Ohm in line with VDE0876 and CISPR16-1
48 | LISN | MN424B | Anritsu | Artficial Main Network FCC Part 15, 450 kHz to 30 MHz
49 | LISN | NO.3810/2NM | EMCO | HP 11967D, 9KHz to 30MHz, 2x10A
50 | Microwave Counter | 575 | EIP | 10Hz to 18GHz
51 | Microwave Counter | 53132A | Agilent | Agilent brand, opt 003(3GHz)
52 | Microwave Counter | 53132A | Agilent | Agilent brand, no opt
53 | Microwave Counter | 53150A | Agilent | 50MHz to 20GHz, GPIB and RS-232
54 | Microwave Counter | 53151A | HP | CW Microwave Frequency Counter, 26.5GHz op 001/ 002
55 | Microwave Counter | 53181A | HP | opt 030(3GHz)
56 | Microwave Counter | 53210A | Agilent | Agilent brand, 350MHz
57 | Microwave Counter | 5350B | Agilent | 2 ch, Frequency Range(Ch1):500MHz~20GHz, (Ch2):10Hz~525MHz, opt 002(rear panel input)
58 | Microwave Counter | 5361B | Agilent | 20GHz Frequency Counter
59 | Microwave Counter | 5361B | Agilent | 26.5GHz Frequency Counter, opt 026
60 | Microwave Counter | CNT-90 | Pendulum | CNT90/011, NC9446 100 90011, bad cosmetic
61 | Minimum Loss Pad | 11852B | Agilent | Minimum Loss Pad, 5.7 dB, DC-3 GHz, 50 Ohm N(f) x 75 Ohm N(m)
62 | Mixer for Harmonic | 11970A | Agilent | 26.5GHz to 40GHz
63 | Mixer for Harmonic | 11970K | Agilent | 18GHz to 26.5GHz
64 | Mixer for Harmonic | 11970Q | Agilent | 33GHz to 50GHz
65 | Noise Figure Analyzer | N8973A | Agilent | 10MHz to 3GHz, opt 1D5(High stability frequency reference)/ with no carrying handle
66 | Noise Figure Analyzer | N8974A | Agilent | 10MHz - 6.7GHz
67 | Noise Figure Analyzer | N8975A | Agilent | 10MHz - 26.5GHz
68 | Noise Figure Meter | 8970B | HP
69 | Noise Generator | NC6110 | Boonton | White Gaussian Noise Generator, 100Hz to 1.5GHz, +10dBm
70 | Noise Source | 346B | HP | 10MHz to 18GHz, SMA
71 | Piezo AMP | E-663 | PI | Piezo Amplifier, 3 Channels, 20 to 120 V, Bench-Top
72 | Piezo AMP/ Power Supply | PZD350A/ PA05052 | Trek | Trek PA05052 ion source power supply, OEM version of PZD350 High Voltage Piezo Driver Power Amplifier
73 | PIM Analyzer | iQA-850B | Kaelus | SOMMITEK 850MHz, As-Is
75 | Radio Communication Analyzer | 7100 | Aeroflex | 1(2xCell)/ 101(Fading and AWGN)/ 102(2x2 MIMO)/ 104(CDMA2000(eHRPD,1xRTT) Handover)/ 105(HSPA)/ 150(LTE FDD UL Analysis/Generation)/ 151(LTE FDD DL Analysis/Generation)/ 153(UMTS/HSUPA/HSPA UL Analysis/Generation)/ 154(cdma2000/ 1xEV-DO rev A&B UL Analysis/Generation)/ 500(Development Mode)/ 501(Callbox Mode)
76 | Radio Communication Analyzer | CMD55 | R&S | otp B1/ B3/ B4/ B41/ B42/ B43/ B5/ B6/ B61/ B62/ B17/ U5/ B9/ U20
77 | Radio Communication Analyzer | IFR1900CSA | IFR
78 | Radio Communication Analyzer | IFR2975 | Aeroflex | opt KEY_MGT/ P25_CTRL_LOG/ Remote_cal/ EVM
79 | RF Adapter | N5520C | Keysight | Adapter, 1.85 mm (m) to 1.85 mm (f), DC to 67 GHz, Keysight new box
80 | RF AMP | 1U101035 | UHF | 10~1000MHz/ 3W
81 | RF AMP High Power AC/DC | HVA4321 | NF | AC/DC Amplifier, Constant Voltag/Current +-10KV , +- 10mA, 10KV at 7KHz @ CV mode/ 10KV at 4KHz @ CC mode
82 | RF AMP High Speed | 4502 | NF | High Speed Power AMP
83 | RF AMP High Speed | HSA4011 | NF | 150Vp-p +-75V)/ 1A rms, 2.82App (40Hz to 1MHz)
84 | RF AMP High Speed | HSA4014 | NF | ±2.0ADC to 40Hz), 40 to 500KHz AC Bipolar Amplifier, 150Vp-p (+-75V)/ 4Arms
85 | RF AMP High Speed | HSA4052 | NF | DC to 500KHz AC Bipolar Amplifier, 300Vpp(+-150V)/ 2A rms, 5.66Ap‐p（40Hz to 200kHz), ±1.0A（DC to 40Hz）
86 | RF AMP High Speed | HSA4101 | NF | DC to 10MHz AC Bipolar Amplifier, 142Vp-p +-71V)/ ±1.4A
87 | RF AMP High Speed Bipolar | BA4850 | NF | DC to 50MHz, output +-20V/+-1A, INPUT +-10V MAX, GAIN X1,X2,X5,X10,
88 | RF AMP High Voltage | 609C-6 | Trek | Output +/-4 kV/15 mA, bandwidth 13 kHz, slew rate 150 V/us.
89 | RF AMP Lock-In | 5207 | EG&G
90 | RF AMP Lock-In | 5209 | EG&G/ System Recovery | 0.5Hz to 120KHz, up to 130dB
91 | RF AMP Lock-In | 7280 | Signal Recovery | 0.5Hz to 2MHz operation
92 | RF AMP Lock-In | LI5630 | NF | Input : Voltage input/ External Reference Signal, Output : Measurement X, Y, R, θ/ Value, Meter, External DC output 1 output/ X, Y, R,θrenewal rate 256k sample/sec.
93 | RF AMP Lock-In | SR510 | SRS
94 | RF AMP Lock-In | SR844 | SRS
95 | RF AMP Microwave | 83006A | HP | Microwave System Amplifier, 10MHz to 26.5GHz, 20dB gain/ 13dBm power output, with 87421A(25W)
96 | RF AMP Microwave | 83017A | HP | Microwave System Amplifier, 0.5 to 26.5GHz, Gain of more than 25dB, P1dB of more than 18dBm to 20GHz, with 87421A(25W)
97 | RF AMP Microwave | 83020A | HP | Microwave System Amplifier, 2 to 26.5GHz, 30 dB typ 1-2GHz/ 30 dB min 2-20GHz/ 27 dB min 20-26.5GHz, 87422A(90W, +-15V for 83020A & +-12V for 83017A)
98 | RF AMP Microwave | 83051A | HP | Microwave System Amplifier, 45MHz to 50GHz, 23dBm gain, +12dBm to 45GHz/ +10dBm 45–50GHz, with 87421A 25W Power Supply
99 | RF AMP Pre | 87405A | HP | 10MHz to 3GHz, 22dB gain
100 | RF AMP Pre | 87405B | HP | 10 ~ 4000MHz, 22dB Gain
101 | RF Attenuator Fixed | 33-30-34 | Weinschel | Bidrectional Fixed RF Attenuator, DC to 8.5GHz, 30dB, 25W input
102 | RF Attenuator Fixed | 33325-60008 | Agilent | Attenuator 35DB
103 | RF Attenuator Fixed | 41KC-20 | Anritsu | DC to 40GHz, 2W, SMA type
104 | RF Attenuator Fixed | 8493B | HP | Coaxial Fixed Attenuator, DC to 18GHz, 3dB/ 10dB/ 20dB/ 40dB
105 | RF Attenuator Fixed | 8493C | HP | Coaxial Fixed Attenuator, DC to 26.5GHz, 20dB or 40dB
106 | RF Attenuator Fixed | SMA-50-2-108/133_NE | Huber Suhner | 25W
107 | RF Attenuator Fixed | WA24-40-34 | Weinschel | Fixed RF Power Attenuator, DC to 8.5GHz, 40dB, input 50W
108 | RF Attenuator Programable | 33320G+33322G | Agilent | DC to 4GHz, 33320G 11dB/1dB step, 33322G 110dB/10dB step
109 | RF Attenuator Step | 84904K | Agilent | Programmable, DC to 26.5GHz, 0 to 11dB, 1dB Steps
110 | RF Attenuator Step | 84904L | Agilent | Programmable Attenuator 40GHz, 11dB, 1dB step
111 | RF Attenuator Step | 84904M | Keysight | Programmable, DC to 50GHz, 0 to 11dB, 1dB Steps, Keysight label
112 | RF Attenuator Step | 84905M | Keysight | Programmable, DC to 50GHz, 0 to 60dB, 10dB Steps, Keysight label
113 | RF Attenuator Step | 84907L | Keysight | Programmable, DC to 40GHz, 0 to 70dB, 10dB Steps, Keysight label
114 | RF Attenuator Step | 8494A+8495A | HP | with connection assembly
115 | RF Attenuator Step | 8494A+8496A | HP | with connection assembly
116 | RF Attenuator Step | 8494B+8495B | HP | with connection assembly
117 | RF Attenuator Step | 8495G | HP | 400MHz-3GHz
118 | RF Attenuator Step | 8495H | Keysight | Programmable step attenuator DC to 18GHz, 0 to 70dB/ 10dB step, Keysight new box, opt 001/ 016
119 | RF Attenuator Step | J7211B | Agilent | Attenuation Control Unit DC to 18GHz, 0 to 121dB, 1dB step, opt 002( SMA CONNECTOR )
120 | RF Attenuator Step | RSP | R&S | Step Attenuator, 0Hz to 2.7GHz, 0 to 139.9dB 0.1dB step
121 | RF Attenuator/ Switch Driver | 11713C | Agilent | Control four programmable attenuators and four SPDT switches or up to 20 SPDT switches
122 | RF Load | DA-371/U | SIERRA | 100W max
123 | RF Power AMP | 5022 | Ophir | 1.0 - 2.0 GHz, 50 Watts, Linear Power RF Amplifier, Gain 47dB, Gain Flatness ±1.5dB max, AS IS, with no warranty
124 | RF Power AMP | 7500 | KROHN-HITE | Power: 75 watts, DC to 100 kHz; 40 watts at 500 kHz; 10 watts at 1 MHz/ Voltage: 125 volts RMS, DC to 100 kHz; 90 volts RMS at 500 kHz; 45 volts RMS at 1 MHz/ Current: 625 milliamperes RMS, DC to 100 kHz; 450 milliampers RMS at 500 kHz; 225 milliamperes RMS at 1 MHz, AS IS, with no warranty
125 | RF Power AMP | 705810 | Yokogawa | dual CH, DC~10MHz(+-25V, no load), max output +-75V(DC~1MHz)/2A for single mode, Voltage gain x10/ x20/ x50/ x100 selectable, AS IS, with no warranty
127 | RF Power AMP | 100W1000BM2 | AR | 1~1000MHz, 100W, N type output on the front panel, enclosure removed for rack mount, AS IS, with no warranty
128 | RF Power AMP | 150W1000M3 | AR | 80~1000MHz, 150W, N type output on the rear panel, enclosure removed for rack mount, AS IS with no warranty
129 | RF Power AMP | 15S1G3M3 | AR | 800MHz to 3GHz 15W, , N type output on the rear panel, enclosure removed for rack mount, AS IS with no warranty
130 | RF Power AMP | 2036-BBS0A3FOQ | EMPOWER | 10KHz to 230MHz, 250W, AS IS, with no warranty
131 | RF Power AMP | 25A250AM2 | AR | 10KHz to 250MHz, 25W, N type output on the front panel, enclosure removed for rack mount, AS IS, with no warranty
132 | RF Power AMP | 25S1G4A | AR | 0.8~4.2GHz, 25W nominal output (3dB comp.), 38dB gain, solid state, self-contained, air-cooled, broadband amplifier, AS IS, with no warranty
133 | RF Power AMP | 30S1G3M3 | AR | 0.8~3.0GHz, 30W nominal output (3dB comp.), broadband amplifier, AS IS, with no warranty
135 | RF Power AMP | 411LA | ENI | 150kHz to 300MHz, 10W, 40dB, AS IS, with no warranty
136 | RF Power AMP | 5100L | ENI | 1.5~400MHz, 50dB gain, 100W, AS IS, with no warranty
137 | RF Power AMP | 5141F | Ophir | 700MHz~3GHz, 15W, AS IS, with no warranty
138 | RF Power AMP | 5173R | Ophir | 1.0~3.0GHz, 50W typical LINEAR POWER RF AMPLIFIER, RF input +10dBm max, , AS IS, with no warranty
139 | RF Power AMP | 5S1G4 | AR | 0.8~4.2GHz, 8W nominal output (3dB comp.), 37dB gain, solid state, self-contained, air-cooled, broadband amplifier, AS IS, with no warranty
140 | RF Power AMP | 60S1G3 | AR | 0.8 to 3.0GHz, 60W, AS IS, with no warranty
141 | RF Power AMP | 710FC | Kalmus | 1~1000MHz, 40dB gain, 10W, AS IS, with no warranty
142 | RF Power AMP | A0820-4039-R | R&K | 800MHZ~2500MHZ ,40dB ,10W, AS IS, with no warranty
143 | RF Power AMP | A0820-4343-R | R&K | 800MHz to 2000MHz, 43dBm, 20W, AS IS, with no warranty
144 | RF Power AMP | A0825-4040-R | R&K | 800MHZ~2500MHZ ,40dB ,10W, AS IS, with no warranty
145 | RF Power AMP | A1000-100S-R | R&K | RF Power AMP, 200MHz to 1GHz, 50dBm/100W, AS IS, with no warranty
146 | RF Power AMP | A2000-20-R | R&K | 1GHz to 2Ghz, Gain 43dB, 20W, AS IS, with no warranty
147 | RF Power AMP | A2022-4050R | R&K | Broadband Power Amplifier, AS IS, with no warranty
148 | RF Power AMP | A2300-3-R | R&K | RF Power Amplifier, 300MHz to 2.3GHz, 30dB, 3W, 110V input, AS IS, with no warranty
149 | RF Power AMP | A250HP-R | R&K | 300MHz ~ 2700MHz, min 40dB gain, output 1.5W(min.) @300MHz~500MHz/ 2.5W(min.) @500MHz~1000MHz/ 4.0W (min.) @1000MHz~2700MHz, AS IS, with no warranty
150 | RF Power AMP | A400-250L-R | R&K | 100MHz~400MHz, 54dB, 250W, AS IS, with no warranty
151 | RF Power AMP | A4HB3102 | Anritsu | 30KHz to 10GHz, max 11dBm, AS IS, with no warranty
152 | RF Power AMP | ACS-230-25W | Compower | 150KHz~230MHz, 25W, AS IS, with no warranty
153 | RF Power AMP | AM83 | Microwave | 300MHz to 3.9GHz, 55dB, with no warranty
154 | RF Power AMP | AR178238-50 | Comtech | 1700~2300MHz, 50W, with no warranty
155 | RF Power AMP | AS0102-30 | Milmega | 1-2 GHZ 30W, AS IS, with no warranty
156 | RF Power AMP | AS0102-8B | Milmega | 1-2 GHZ 8W, AS IS, with no warranty
157 | RF Power AMP | AS0822-200 | Milmega | 800MHz to 2000MHz, 200W, 48.5dB gain, AS IS, with no warranty
158 | RF Power AMP | AS0825-65 | Milmega | 800MHz to 2500MHz, 65W, AS IS, with no warranty
159 | RF Power AMP | BLMA1020-25 | BONN | 1GHz~2GHz, 25W, with no warranty
160 | RF Power AMP | BLMA1822-100 | BONN | 1800~2200MHz, 100W, AS IS, with no warranty
161 | RF Power AMP | BLWA2010-50 | BONN | 200MHz-1GHz, 50W, AS IS, with no warranty
162 | RF Power AMP | FMS000-4051 | FRESHFIELD | 390 - 435MHz 200W, AS IS, with no warranty
163 | RF Power AMP | FMS005-3022 | FRESHFIELD | 824-960MHz 100W, AS IS, with no warranty
164 | RF Power AMP | FMS025-3090 | FRESHFIELD
165 | RF Power AMP | GRF4003 | Ophir | 120 Watt Amplifier with a frequency range of 1.93 GHz to 1.99 GHz, AS IS, with no warranty
166 | RF Power AMP | GRF5016 | Ophir | 800MHz~2000MHz, max output 25W(44dBm), max input 10dBm, AS IS, with no warranty
167 | RF Power AMP | HR07200A | Nanjing
168 | RF Power AMP | HR08200A | Nanjing | 824-960MHz 200w, AS IS, with no warranty
169 | RF Power AMP | HR09200A | Nanjing | 700-960MHz 200W, AS IS, with no warranty
170 | RF Power AMP | HR18200A | Nanjing | 1805-2000MHz 200w, AS IS, with no warranty
171 | RF Power AMP | HR21200A | Nanjing | 1805-2170 MHz 200W, AS IS, with no warranty
172 | RF Power AMP | HR27200A | Nanjing | 2300-2700MHz 200W, AS IS, with no warranty
173 | RF Power AMP | LAB 1-1020-10 | MPD | Solid State Amplifier, 1GHz to 2GHz, output 10W, AS IS, with no warranty
174 | RF Power AMP | LAB 1H | MPD | Solid State Amplifier, 500MHz to 1GHz, output 50W, AS IS, with no warranty
175 | RF Power AMP | P150 | FLC | bandwidth : Full scale DC to 60kHz/ Small signal DC to 200kHz, Amplification 20 times (or 15 times), fixed, AS IS, with no warranty
176 | RF Power Meter | 5000-EX | Bird | TRUE AVERAGE POWER, for measurement of conventional or digitally-modulated RF, 5010 sensor
177 | RF Power Meter | Bird 43 | Bird | Sensor 10D(200~500MHz 10W)/5D(200~500MHz 5W)/ 50C(100~250MHz 50W)
178 | RF Power Meter | E4416A | Agilent | EPM-P SERIES 9kHz to 110GHz
179 | RF Power Meter | E4417A | Agilent | dual channel EPM-P series power meter, is designed for peak, average, peak-to-average ratio and time-gated measurements
180 | RF Power Meter | MA24106A | Anritsu | USB RF Power Sensor 50MHz~6GHz
181 | RF Power Meter | ML2437A | Anritsu | CW Power Meter, Single Input
182 | RF Power Meter | ML2438A | Anritsu | CW Power Meter, Dual Input
183 | RF Power Meter | ML2487A | Anritsu | Wideband Peak Power Meter
184 | RF Power Meter | ML2488B | Anritsu | Wideband Peak Power Meter, Dual Input, 100KHz to 65GHz/ -70 to +20 dBm
186 | RF Power Meter | NRVD | R&S | dual ch RF Power Meter without sensor
187 | RF Power Meter | NRVS | R&S | single ch RF Power Meter without sensor
188 | RF Power Meter | PM2002 | AR | with 2 units of PH2000 sensor
189 | RF Power Meter | URV5 | R&S | Millivolt Meter
190 | RF Power Meter Sensor | 80401A | Gigatronics | 10MHz to 18GHz
191 | RF Power Meter Sensor | 8481D | Agilent | 10MHz to 18GHz Diode Power Sensor with 11708A(30dB atten), -70dBm to -20dBm
193 | RF Power Meter Sensor | 8482A | HP | 100MHz - 4.2GHz
194 | RF Power Meter Sensor | 8482H | Keysight | 100KHz to 4.2GHz, -10dBm to +35dBm
195 | RF Power Meter Sensor | 8483A 75ohm | Keysight | 75ohm
196 | RF Power Meter Sensor | 8484A | HP | 10MHz to 18GHz, -70dBm to -20dBm (100pW to 10uW), Average Power
200 | RF Power Meter Sensor | E9322A | Agilent | E-Series Peak and Average Power Sensor, 50 MHz to 6 GHz, -60 to +20dBm(max), 1.5MHz max bandwidth
201 | RF Power Meter Sensor | E9323A | Agilent | E-Series Peak and Average Power Sensor, 50 MHz to 6 GHz, -60 to +20dBm(max), 5MHz max bandwidth
202 | RF Power Meter Sensor | E9327A | Agilent | E-Series Peak and Average Power Sensor, 50 MHz to 18 GHz, -60 to +20dBm(max), 5MHz max bandwidth
203 | RF Power Meter Sensor | L2062XA | Agilent | 10MHz to 18GHz LAN Peak Power Sensor, -70~+20dBm
204 | RF Power Meter Sensor | MA2422B | Anritsu | 10MHz to 18GHz, -30~+20dBm
205 | RF Power Meter Sensor | MA2472D | Anritsu | 10MHz to 18GHz, -70~+20dBm
206 | RF Power Meter Sensor | MA4702A | Anritsu
208 | RF Power Meter Sensor | NAP-Z5 | R&S | 25MHz~1GHz 350W
210 | RF Power Meter Sensor | NRV Z-1 | R&S | RF Power Meter Sensor for NRVD/NRVS
211 | RF Power Meter Sensor | R8486A | Agilent
212 | RF Power Meter Sensor | URV5-Z4 | R&S | 100Khz - 2Ghz- 150v for URV5
213 | RF Power Meter Sensor Average | E9301H | Agilent | 10MHz to 6GHz, -50dBm to 30dBm(1W)
214 | RF Power Meter Sensor directional | NRT-Z44 | R&S | 200MHz to 4GHz, 0.03~120(300)W
215 | RF Power Meter Sensor Peak | 84811A | HP | 100MHz to 18GHz, Peak Power Sensor
216 | RF Power/ Reflection Meter | NAP | R&S
217 | RF Pre AMP | 8349B | HP | Continuous 2 to 20GHz coverage
218 | RF Pre AMP | BX-31A | NF | DC to 150MHz, 2.5nS Rise time, Switchable 50 ohm/1M ohm input
219 | RF Pre AMP with Closed Field Probe | 11940A+11941A | HP | Closed Field Probing Set 11940A(30MHz to 1GHz)/ 11941A(9KHz to 30MHz)
220 | RF Pre/Power AMP | 315 | Sonoma | 10kHz~1GHz
221 | RF Switch | 8768K | Agilent | opt 008(8-inch Ribbon Cable w/DIP Connector), 011(5Vdc Supply Voltage), DC to 26.5GHz
222 | RF Volt Meter RMS/Peak | URE3 | R&S | DC/ 0.02Hz~30MHz, 50uV~300V ac, 0~300V dc, op B2(In/Out option)
223 | Shield Box | TC-5970C | Tescom | Shielding Effectiveness : > 60dB at 900MHz, >60dB at 1.8GHz, >60dB at 2.4GHz, >55dB at 5.8GHz, USB2.0 interface, Inner Dimension : 530(W)×540(D)×420(H)mm, 195(D) top side, 50Kg, opt A5970C-02
224 | Sitemaster | N9330A | Agilent | HANDHELD CABLE ANTENNA TESTER
225 | Sitemaster | S331D | Anritsu | no backlight/ with generic cal kit
226 | Sitemaster | S331D | Anritsu | scratch on the front panel/ with generic cal kit
227 | Splitter RF Power | 11850C | Agilent | Three-Way Power Splitter, 50 Ohm
228 | Switch Coaxial | 87106C | Keysight | 26.5GHz SP6T RF Microwave Coaxial Switch
229 | Switch Coaxial | L7104A | Keysight | Multiport Coaxial Switch for Network Analyzer, DC to 4GHz
230 | Switch Coaxial | L7104B | Keysight | Multiport Coaxial Switch for Network Analyzer, DC to 20GHz, SP4T
231 | Switch Coaxial | L7104C | Keysight | Multiport Coaxial Switch for Network Analyzer, DC to 26.5GHz, SP4T
6. LCR / Component Analyzers
1 | Bias Current Source Tester | 13200 | Chroma | Rack(20U) + 3252(Automatic Component Analyzer) + 1320(Bias Current Source 0~20A), with no warranty
2 | C HiTester | 3504-60 | Hioki | 120 Hz or 1kHz, Accuracy : ± 0.01% or less
3 | Calibrator Resistance | 5450A | Fluke
4 | Capacitance Meter | 4278A | HP
5 | Current Amp | 428 | Keithley | PROG
6 | Current Amp | CA5350 | NF | Programmable
7 | Curve Tracer | 371 | Tek
8 | Curve Tracer | 377 | Tek | Laser Diode Analyzer with Test Fixture
9 | Curve Tracer | 371A | Tek
11 | Curve Tracer Multifunction I-V | Solar I-V | HT | 1500V Multifunction I-V Curve Tracer compatible with HTANALYSIS™
12 | DC Voltage/ Current Source | 7651 | Yokogawa | rear panel output
13 | DC Voltage/ Current Source | R6144 | Advantest | Programmable DC Voltage/Current Generator DCV : +-0.03%, Max 32V, 1uV resolution DCI : +-0.035%, Max 160mA, no S/N tag
14 | DC Voltage/ Current Source | R6145 | Advantest | Programmable DC Voltage/Current Source
15 | DC Voltage/ Current Source | TR6142 | Advantest
16 | impdeance/ Network/ Spectrum Analyzer | 4195A | HP
17 | Impedance Analyzer | 1250 | Solartron
18 | Impedance Analyzer | 4194A | HP | 40Hz to 40MHz, opt 350
19 | Impedance Analyzer | 4194A | HP | 40Hz to 40MHz, opt 375/ 001
22 | Impedance Analyzer | 4291B | Agilent | with test station & test head
23 | Impedance Analyzer cal kit | 4291A cal kit | Agilent
24 | Impedance Analyzer cal kit | 4291B cal kit | Agilent
25 | Impedance Analyzer Test Kit | 41951A | HP
26 | Impedance/ Network/ Spectrum Analyzer | 4395A | Agilent | Agilent brand/ opt 010(Impedance Measurement Function), has defect under 30KHz range
27 | Impedance/ Network/ Spectrum Analyzer | 4395A | HP | HP brand, has defect under 30KHz range
28 | Laser Diode Controller/ Temperature | ITC4001 | ThorLab | high power precision laser diode and temperature controller, 0~1A/ 11V(Setting 100uA/ Measurement 16uA Resolution)
29 | Laser Diode Controlloer | LDC-3724B | ILX
30 | Laser Diode Controlloer | LDC-3744B | ILX
31 | LCR Meter | 3532 | Hioki | 42Hz~5MHz
32 | LCR Meter | 3535 | Hioki | 100KHz to 120MHz with 9700-10(Head AMP Unit, Multi range)/ 9700-01(Head AMP Unit, 1Kohm range)
33 | LCR Meter | 3522-50 | Hioki | DC, 1mHz~100KHz
34 | LCR Meter | 3532-50 | Hioki | 42Hz~5MHz, opt 9593(RS232C)
35 | LCR Meter | 4263A | HP
36 | LCR Meter | 4263B | Agilent | Agilent label
37 | LCR Meter | 4275A | HP
38 | LCR Meter | 4284A | HP | HP brand, opt 006(2 m/4 m cable length operation)/ 310(Scanner I/F)
39 | LCR Meter | 4284A | HP | HP brand, 20Hz - 1MHz, without opt
40 | LCR Meter | 4284A | HP | HP brand, opt 001(Power amplifier/DC bias)
41 | LCR Meter | 4284A | HP | HP brand, opt 001/ 006
42 | LCR Meter | 4284A | HP | HP brand, opt 001(Power amplifier/DC bias)/ 002(Bias current I/F)
43 | LCR Meter | 4284A | Agilent | Agilent brand, opt 001(Power amplifier/DC bias)/ 006/ 301 with some bad scratch
44 | LCR Meter | 4284A | Agilent | Agilent brand, 20Hz - 1MHz, without opt
45 | LCR Meter | 4284A | Agilent | Agilent brand, 20Hz - 1MHz, with opt 001/ 006
46 | LCR Meter | 4284A | Agilent | Agilent brand, 20Hz - 1MHz, with opt 001/ 002
47 | LCR Meter | 4285A | HP | HP brand, 75kHz ~ 30MHz, opt 001
48 | LCR Meter | 4285A | HP | HP brand, 75kHz ~ 30MHz, with no opt
49 | LCR Meter | 4286A | Agilent | Agilent label, 1MHz to 1GHz, with 10kHz steps, with test head
50 | LCR Meter | 4286A | HP | HP label, without any accessory
51 | LCR Meter | 4287A | Agilent | with test station (4287A-60121), 1MHz to 3GHz with 100KHz step
52 | LCR Meter | E4980A | Agilent | with Keysight cal certificate issued in April 2021
53 | LCR Meter | E4981A | Agilent | Capacitance Meter, opt 001/ A6J
54 | LCR Meter | E4982A | Agilent | 1MHz to 3GHz, opt 300/ 019
55 | LCR Meter | IM3536 | Hioki
56 | LCR Meter | KC-535C | Kokuyo
57 | LCR Meter | KC-548 | KDK | 10KHz to 1MHz
58 | LCR Meter | ZM2410 | NF | 20Hz to 1MHz
59 | LCR Meter acce | 9268 | Hioki | DC Bias Voltage Unit +-40V DC max
60 | LCR Meter Bias Source | 42841A+42842A | HP | with 16048A, bias current source for E4980A or 4284A or 4285A up to 40 A in the 20 Hz to 2 MHz
61 | LCR Meter Bias Source | 42841A+42842C | Agilent
62 | LCR Meter Fixture | 2327 | NF | Chip Test Fixture, 42V DC max
63 | LCR Meter Fixture | 9262 | Hioki | direct connection, DC to 8MHz, ø 0.3 mm ~ 2 mm
64 | LCR Meter Fixture | 9263 | Hioki | SMD fixture, DC to 120MHz, 1.0mm~4.0mm
69 | LCR Meter Fixture | 16048A | HP | Test Lead (BNC Connector, with BNC Connector Board)
71 | LCR Meter Fixture | 16048C | HP
75 | LCR Meter Fixture | 16085A | HP
76 | LCR Meter Fixture | 16085B | HP | 4194A, 4263B, 4278A, 4279A, 4284A, 4285A, E4980A, DC to 40MHz, DC Bias: -40V to +40V
79 | LCR Meter Fixture | 16092A | HP | Spring Clip Fixture
81 | LCR Meter Fixture | 16193A | HP | Small side electrode SMD test fixture
82 | LCR Meter Fixture | 16194A | HP | High Temperature Component Test Fixture
83 | LCR Meter Fixture | 16196A | Agilent | Parallel Electrode SMD Test Fixture, Perform accurate and repeatable measurements on SMD size of (1.6L ± 0.15) x (0.8W ± 0.15) x (0.4H to 0.95)
85 | LCR Meter Fixture | 16453A | HP | Dielectric Material Test Fixture, 1 MHz to 1 GHz
86 | Milliohm Meter | 4338B | Agilent | Agilent brand, 1uA to 10mA Test Signal Current
87 | Milliohm Meter | 4338B | HP | HP brand, 1uA to 10mA Test Signal Current
88 | Milliohm Meter | GOM-802 | GW Instek
90 | Particle Analyzer | Morphologi G3SE | Malvern Panalytical | particle size and particle shape image analyzer with Nikon Eclipse L200ND, with SDU
91 | PicoAmmeter | 486 | Keithley | Picoammeter
92 | Picoammeter/Voltage Source | 6487 | Keithley | Picoammeter/Voltage Source
93 | Semiconductor Analyzer | 41501A | HP
94 | Semiconductor Analyzer | 41501B | Agilent | mainframe only no module
95 | Semiconductor Analyzer | 4155A | HP
96 | Semiconductor Analyzer | 4156A | HP | HRSMU(+-100V max) 4 units
97 | Semiconductor Analyzer Cable Assembly | 04085-61684 | HP | Cable Assembly
98 | Semiconductor Analyzer Fixture | 16058A | HP
99 | Semiconductor Analyzer Fixture | 16442A | HP
100 | Semiconductor Analyzer Low Leakage Switch | E5250A | Agilent | E5252A 1 unit/ E5255A(24ch 8X3 Multiplexer) 3 units
101 | Semiconductor Analyzer Low Leakage Switch | E5250A | Agilent | E5252A 1 unit with Keysight cal certi issued in Aug 2021
102 | Source Measure Unit | 6785A | Agilent | Source/Measure Unit for Battery Drain Analysis 20V/ ±8A/ 80W
103 | Source Meter | 2400 | Keithley
104 | Source Meter | 2420 | Keithley | High Current Sourcemeter, 60V, 3A, 60W
105 | Source Meter | 2425 | Keithley | 100V/3A/100W
106 | Source Meter | 2440 | Keithley | 40V/5A/50W
107 | Source Meter | 2450 | Keithley
108 | Source Meter | 2510 | Keithley | 5A/10V/50W
111 | Source Meter | 6242 | ADCMT | Voltage: 0 to ± 6V Current: 0 to ± 5A
112 | Source Meter | 6246 | ADCMT
113 | Source Meter | 2510-AT | Keithley | Autotuning TEC SourceMeter
114 | Source Meter | 2635A | Keithley | single CH, 0.1fA/ 10A Pulse
115 | Source Meter | 4142B | HP | Modular DC Source/ Monitor with 41420A/ 41424A/ 41425A, as-is without warranty
116 | Source Meter | 4142B | HP | Modular DC Source/ Monitor with 41420A/ 41421B/ 41420-61601 cable 2 units/ 11612A K10/ 11612A K20/ 11612A K22 , as-is without warranty
117 | Source Meter | B2912A | Keithley | Precision Source/Measure Unit, 2ch, 10fA, 210V, 3A DC/10.5A Pulse
118 | Source Meter | GS210 | Yokogawa | Voltage/Current Source Voltage source up to ±32 V and ±200 mA, 51/2-digit, 120000-count output resolution, Voltage and current simple monitoring feature (optional)
119 | Source Meter | R6240A | Advantest | DC Voltage and Current Source/Monitor, Source and measurement with the basic accuracy of ±0.025%
120 | Source Meter | R6243 | Advantest | Voltage: 0 to ±110V Current: 0 to ±2A, 5½-digit display with 1μV/100pA (6243) resolution in measurement
121 | Source Meter | R6245 | Advantest | DC Voltage/Current source and monitor Single CH, Measurement resolution of 1uV/ 10fA(SMU220-2), Source Range ±220 V, ±2 A (SMU220-2, 2.4 W)/±62 V, ±20 A (SMU62-20, 140 W)
122 | Source Meter | R6246 | Advantest | Synchronized 2-channel Generation, Measurement Measurement Resolution Of 1mV,100pA(SMU62-20), +-62V,+/-20A, Minim um Pulse Width 100us, Minimum Step 700us, Search Measurement Funct ion
123 | Source Meter | TR6143 | Advantest | 10uV/1nA step DC voltage/current output,max 2A output
124 | Source Meter Module | 41420A | HP | Source Monitor Unit 40uV~200V/ 20fA~1A, as-is without warranty
125 | Source Meter Module | 41421B | HP | Source Monitor Unit 40uV~100V/ 20fA~100mA, as-is without warranty
126 | Source Meter Module | 41424A | HP | V Source/ V Monitor Unit, as-is without warranty
127 | Source Meter Module | 41425A | HP | Analog Feedback Unit, as-is without warranty
128 | SuperMegaohm Meter Digital | DSM-8104 | Hioki
129 | Temperature Controller | LDT-5910B | ILX
130 | Worksurface Tester | ST-3 | SIMCO | SIMCO TRUSTAT 표면저항계
7. Video/Audio
1 | Audio Analyzer | AM50B | Shibasoku | Two ch Audio Analyzer, 10Hz to 109.9KHz with max 0.1Hz Resolution
3 | Audio Analyzer | System Two-2722 | Audio Precision | opt IMD/ BUR/ S-AES17, Filters CCIR/ AWT/ CCITT/ CMB/ CWT/ B20K/ 540K with PSIA-2722/ USB Adapter (USB2.0)
4 | Audio Analyzer | U8903A | Agilent
5 | Audio Analyzer | UPL | R&S | option : UPL-B4, UPL-B10, UPL-B6, UPL-B9, UPL-U81
6 | Audio Switcher | UPZ | R&S | multichannel switcher for audio channel inputs and outputs
7 | Color Analyzer | CA-210 | Minolta | with CA-PU12/15
8 | Color Analyzer | CA-210 | Minolta | with CA-210 S-PROBE
9 | DAB Encoder | DAB-3831 | Kenwood
10 | HDMI Protocol Analyzer | VA-1836A | Astro
11 | MHL Protocol Analyzer | VA-1809A | Astro
12 | Modulation Domain Analyzer | 53310A | HP | opt 010/ 031
13 | MPEG Test and Monitoring Generator | MTG100 | Tek
14 | Multimedia Player | MSMP-2210 plus | Master
15 | Octave Band Analyzer | SR-5300 | ONO Sokki | Realtime Octave Band Analyzer
16 | Spectro Photo Meter | CM-503C | Minolta | Spectro Photo Meter, 45(Illumination)/0(Viewing), 400 to 700 nm wavelength range, Photometric Range : 0~175 % refLeCroytance
17 | Spectro Photo Meter | CS-1000A | Minolta | 0.01 to 80000cd/m2
18 | Spectrometer FT-IR | 660-IR | Varian | as-is
19 | SpectroRadioMeter | SL-300 | Sensing | Meet the requirements of CIE, IEC&GB/T
20 | SpectroRadioMeter | SR-3 | Topcon | 30~300,000cd/m2 at 0.1°
21 | TV Test Receiver | EFA(2067.3004K43) | R&S | B3(RF Selection 000 003 020)/ B4(MPEG Decoder 001 001 030)/ B10(DVB-T Demodulator 003 001 210)
22 | TV Test Transmitter | SFL-T(2084.4005K20) | R&S
23 | TV Test Transmitter | SFL-V(2084.4005.30) | R&S | ATSC-8VSB
24 | TV Test Transmitter | SFQ | R&S | B5/ B6/ B11/ B11(/ B12/ B14
26 | Video Generator DTV CMMB | CSG-101 | Credix
27 | Video (TV) Analyzer | ETL(2112.0004K13-102751-WC) | R&S | TV Analyzer, 500KHz to 3GHz, B201(Add Interface DTV)/ B203(RF Preselector)/ B210(Digital Demodulation Single Carrier)/ K110(FM Firmware)/ K111(FM Audio Analysis/Generator)/ K210(DVB-C J.83A/C Firmware)/ K213(J.83/B Firmware)/ K260(ISDB-T Firmware)/ K261(ISDB-T SFN Frequency offset)/ K208(Measurement Log)
28 | Video Analyzer | DVM400 | R&S | B1(MPEG analysis board)/ B2(TS generator (GTS))/ K1(TS monitoring, activation of one channel)/ B3(Upgrade TS recorder (TRP) up to 90 Mbit/s), B4(Upgrade TS recorder (TRP) up to 214Mbit/s), K10(In-depth analysis)/ DV-TCM(Test card M sequences)/ DV-DVBH(DVB-H stream library)/ K2(TS capture, recording by MPEG analysis board)
29 | Video Analyzer | VM700T | Tek | 01(NTSC v2.10e)/ 11(PAL v2.10e)/ 40(Audio v1.05e)/ 48(GPIB)
30 | Video Analyzer HD | HDVA292 | Synthesis Research | high-definition serial digital video signals (SMPTE 292M)
31 | Video Generator | 882C A | Quantum | HDMI Consumer Electronic Control (CEC) Development & Compliance Test Suite
32 | Video Generator | 882E | Quantum | opt DP Analyzer/ DP HDCP CT/ DP LL CT/ DP ACA
33 | Video Generator | LG3802 | Leader | opt 70
34 | Video Generator | LG3803 | Leader | DVB-T Signal Generator
35 | Video Generator | LG3804 | Leader | 8SVB/QAM Signal Generator
36 | Video Generator | VP-8461A | Panasonic | ISDB-T/ ISDB-TSB Signal Generator, 400KHz~767MHz
37 | Video Generator Digital | VG-848 | Astro
38 | Video Generator Digital | VG-849C | Astro
39 | Video Generator Digital | VG-870B | Astro | with LVDS 2 units & HDMI 1 unit
40 | Video Generator Digital | VG-873 | Astro | HdMI 1 module/ iTMDS 1 module/ iTMDS Quad 1 module/ IA-1540 (DVI/ITMDS -> LVDS I/F adapter) 2 units
41 | Video Generator DTV CMMB | CMG2000 | MSY
42 | Video Generator MPEG | DVG | R&S | MPEG2 Measurement Generator DVG
43 | Video Generator QAM/VSB | RTX130A | Tek
44 | Video Measurement | VM5000 | Tek | 3M/ VM(Video Measurement Accessory Kit Sync Pick-off Accessory 012-1680-xx)/ SD(Test signal files on DVD (020-2610-00); Sync pick-off accessory (012-1680-01); Option key enabling SD format support),Eye Diagram
45 | Video Measurement | VM6000 | Tek
46 | Video Signal Generator | RT83B | Shibasoku | VHF,UHF,CATV,BS/CS signal generator
47 | Video Test Signal Generator | SPF | R&S
48 | VSB Modulator | VT-100 | Stratek
49 | Waveform Monitor (Handheld) | WFM90 | Tek | Handheld type waveform monitor for NTSC
50 | Waveform/Vector Monitor | WFM1125 | Tek | Waveform/Vector Monitor for DTV Baseband Video, Two SMPTE 292M
8. Optic/ Wireline Communication
1 | Chroma Meter | CL-200 | Minolta
2 | Error Detector | MP1762C | Anritsu
3 | Fiber Viewer | FT140 | Fluke
4 | InterferoMeter | EpiTT | LayTec | InterferoMeter
5 | Laser Diode Controller | LDC500 | ThorLab | 0 ~+-500mA
6 | Laser Optic Source | PS-X10-100 | Agilent | 850nm Laser Source for RIN(Relative Intensity Noise)
7 | Laser Source | 05-LHR-321 | Melles Griot | with power unit (05LPL911-065)
8 | Laser Source Tunable | 8168A | HP | H04/ 023(angled non contact input)
9 | Laser Source Tunable | 8168F | HP | opt 003(Variable Attenuator)/ 021(Straight connector)
10 | Laser Source Tunable | 8168F | HP
11 | Laser Source Tunable | AQ4315A | Ando | 13dBm/nm (typ.) (1530 to 1605 nm)/ 20dBm/nm or more (1530 to 1610 nm)
13 | Laser Source Tunable for Optical Multimeter | 81640B | Agilent | 1495 to 1640nm, Max. Output Power: +4dBm (Output2), Wavelength Accuracy (abs.): ± 10pm
14 | Light Source | 7900B with 79800D | ILX | Lightwave 7900B System with 79800D Precision Fiber Optic Source Module 8 units (1530.33nm~1562.23nm), output -5dBm to +10dBm, CH6(1552nm) & CH8(1562nm) output out of range
15 | Light Source | 83438A | HP | Erbium ASE Source, more than +6 dBm in the 1550 nm window
16 | Light Source | ASE-FL7003 | ThorLab | Total Output Power>+15dBm (30mW), Spectral Power Density (typical) > -18dBm/nm@1530nm
17 | Light Source | Q8134 | Advantest | Q81344:LED Unit 1.31um/ Q81345:LED Unit 1.55um/ Q81346:LD Unit 1.31um/ Q81347:LD Unit 1.55um
18 | Light Source | MG9511A | Anritsu
19 | Lightwave Switch | 86060C | Agilent | 002/ 012/ 052/ 103/ 204
20 | Lightwave Switch | SC Series | JDSU | 1 input/ 60 outputs
21 | Lightwave Transmitter | 83433A | Agilent | 10Gb/s Lightwave Transmitter
22 | Network Tester | N4190A | Agilent
23 | Network Tester | WireXpert4500 | Psiber | WX4500-FA WireXpert 4500 Copper Certifier kit
24 | Network Tester Optical | ONT-603D | Viavi | AB-0083 Rev.5, option 3061/94.50(100G Ethernet)/ 3061/94.51(40G Ethernet)/ 3061/94.55(OTN 111.8G Bulk)/ 3061/94.57(OTN 43G Bulk)
25 | Optical Attenuator | AQ3150 | Ando
26 | Optical Attenuator | MN934A | Anritsu | 1.3um wavelength, max 65dB attenuation, SC connector
27 | Optical Attenuator | MN9605C | Anritsu | SMF, 1.31/1.55um, 10dB step 0~50dB, 1dB step 0~15dB
28 | Optical Attenuator | OLA-55M | JDSU | SM, 1260~1650nm in 1nm increments, Fiber type 9/125㎛, control range -50 to +20 dBm
29 | Optical Attenuator Programmable | HA9-Z012 | JDSU | 100 dB range(0.01 dB reso), Accuracy of ± 0.1 dB, 1200-1700 nm Wavelength Range, GPIB and RS232 Remote Control
30 | Optical Component Analyzer | 8702D | Agilent | 8753D with optical unit
31 | Optical Component Analyzer | 8703A | HP | 8720C with optical unit, opt 012/ 100(external Lightwave source input)/ 220(1300 laser source)/ 300(“extra” receiver)
32 | Optical Component Analyzer | 8703B | Agilent | AGILENT/ 8720ES with optical unit, 50MHz to 20GHz modulation bandwidth, receiver wavelength 1000-1600nm
33 | Optical Component Analyzer | N4375D | Agilent | Single-Mode Lightwave Component Analyzer, opt 022(angled connector)/ 050(external optical source input)/ 101(1550 nm source optical test set)/ 421(26.5 GHz, 4 ports, dual source PNA (N5222A-401) with configurable test set and RF cables)
34 | Optical Connector Inspector | NM-10(Type :073-S0008-0D00) | NEC
35 | Optical Connector Inspector | NM-2500 | NEC
36 | Optical Fiber Amplifier | ErFA1215-L-F9807 | Fitel | Signal Wavelength 1550nm to 1560nm, 15dBm max
37 | Optical Fiber Amplifier | ErFA2113DP-F9809(FTM4821NBH) | Fitel | Signal Wavelength 1550nm, min input -15dBm, Output 13dBm
38 | Optical Fiber Scope | OFS300 | Noyes | 20X
39 | Optical Light Source | MG9001A | Anritsu | MG0938C4
40 | Optical Lightwave Multichannel System | 8166A | Agilent | mainframe only
41 | Optical Multi Test System | AQ2202 | Yokogawa | Frame Controller
42 | Optical Multi Test System Module | AQ2200-311 | Yokogawa | Sensor Module
43 | Optical Multi Test System Module | AQ2200-641 | Yokogawa | XFP Interface Module
44 | Optical Multimeter | 8163A | Agilent | mainframe only
45 | Optical Multimeter | 8163A+81632A+81651A | Agilent | 81632A(Power Sensor), 81651A(Laser Source)
46 | Optical Multimeter | 8164A | Agilent | mainframe only
47 | Optical Multimeter | 81651A | Agilent | Laser Source 1550 nnm
48 | Optical Multimeter | 81654A | Agilent | Dual Fabry-Perot Laser Source Module, 1310nm & 1550nm
49 | Optical Multimeter | AQ2150 | Ando | Sensor Unit(AQ2753)
50 | Optical Multimeter | GM8001B | UC | GM81003(Dual Power Sensor)/ GM81022CL(Tunable Laser Source)
51 | Optical Multimeter | MT9810B | Anritsu | MU951501A(Light Source PF-LD (1550nm)/ MU951301A(Light Source PF-LD (1310nm)
52 | Optical Multimeter | MT9812B | Anritsu | with modules MU951302A(1310nm Light Source FP-LD)/ MU952501A(1550nm Light Source DFB-LD)/ MU952606A(1600nm Light Source DFB-LD)/ MU951401A(1480nm Light Source FP-LD)/ MU931421A(Optical Sensor +10 to -80dBm/750 to 1700nm)/ MU951302A(1310nm Light Source FP-LD)
53 | Optical Multimeter Module | 81650A | Agilent | Single Fabry-Perot Laser Source, 1310nm
54 | Optical Multimeter Sensor Head | 81622B | Agilent
55 | Optical Network Analyzer | Q7750 | Advantest | Optical Network Analyzer
56 | Optical Polarization Scrambler | Q8163 | Advantest
57 | Optical Power Meter | 50PM1000 | Anritsu
58 | Optical Power Meter | ADCE8250A | ADCE
59 | Optical Power Meter | AQ-1135E | Ando
60 | Optical Power Meter | CMA5 | Anritsu | All-in-one light source and optical power meter supporting SM (1310 nm/1550 nm) and MM (850 nm/1300 nm) fiber
61 | Optical Power Meter | NOVA DISPLAY (1Z01500) | Ophir | Sensor (P/N 1Z02168)
62 | Optical Power Meter | NOVA DISPLAY-ROHS (7Z01500) | Ophir | Sensor L1500W-LP-V1-ROHS (P/N: 7Z02665)
63 | Optical Power Meter | OLP-55 | JDSU | 800nm~1700nm, handheld type
64 | Optical Source | BBS 1590 SSBIP | AFC/ JDSU | Broadband Light Source, L(1565~1610nm) band
65 | Optical Source | TQ81310 | Advantest | TQ81312 (-51.5dBm at 1291nm) / TQ81311 (-40.4dBm at 850nm)
66 | Optical Spectrum Analyzer | 3650 HR 15 | Photonetics/ Nettest | Wavelength range: 1450nm to 1650nm (Optimized for 1500 to 1620nm), Wavelength Absolute Accuracy: +/- 0.04nm, Resolution bandwidth: 0.02 to 1nm
67 | Optical Spectrum Analyzer | 86140B | Agilent | 600 to 1700nm
68 | Optical Spectrum Analyzer | 86142B | Agilent | 600 to 1700nm, accuracy +-0.01nm for 1480~1570nm/ =-0.025nm for 1570~1620nm, opt 006(Wavelength Calibrator)
69 | Optical Spectrum Analyzer | AQ6315A | Ando | 350 to 1750 nm
70 | Optical Spectrum Analyzer | AQ6317 | Ando
71 | Optical Spectrum Analyzer | AQ6317B | Ando | 600 to 1750nm, SMF, GI (50/125 μm)
72 | Optical Spectrum Analyzer | MS9710C | Anritsu | opt 03
74 | Optical Spectrum Analyzer | Q8381A | Advantest | Wide Wavelength Range: 0.35 to 1.75µm
75 | Optical Spectrum Analyzer | Q8383 | Advantest | Wavelength range 550 to 1750 nm, mono amber screen
76 | Optical Spectrum Analyzer | Q8384 | Advantest | 600 to 1700nm, opt 25 (Light Source for wavelength calibration with EE-LED and acetylene cell output: Output level*1; ≥-45 dBm/nm (1550 nm))
77 | OTDR | MW9076B | Anritsu | SM, Wavelenth : 1310/1550 um ±25 nm, Display MU250000A
78 | PCIe Analyzer | U4301A | Keysight | Keysight label, 2.5GT/s (Gen1), 5.0GT/s (Gen2) and 8.0GT/s (Gen3) speeds, opt 004/ A16 (Link width x16)/ AN3 (Software license for PCIe Gen3, 8 Gbps)
79 | PhotoDiode Amplifier | PDA200 | ThorLab | 100nA to 10mA (in Decade Steps), 10 pA resolution
80 | Precision Reflectometer | 8504A | Agilent | Return loss measurement range beyond 75dB, 25um two-event resolution(in air, 16um in glass), 1300 and 1550 nm wavelength, opt 012
81 | TDR Cable Tester | TS-100T | Tek | TDR
82 | Tnunable Laser Diode Source | 3642 HE 1550 | Photonetics/ JDSU | opt P10/M, wavelength 1480-1610nm,
83 | Wavelength Meter | 86120C | Agilent | Wavelength Range: 1270 – 1650nm, slightly dim screen
84 | Wavelength Meter | 86122A | Agilent | 1270~1650nm, opt 002(High Accuracy), does not work touch screen
85 | Wavelength Meter | AQ6140 | Ando
86 | Wavelength Meter | Q8326 | Advantest | 480nm to 1650nm, 0.0001nm Resolution
87 | Wavelength Meter | TQ8325 | Advantest | short(480~1000nm)/ long(1000~1650nm) wavelength band
9. Power Supply/ Power Analyzer/ Battery Tester/ Recorder
1 | Battery Emulator | MCD-05-05002 | KEISOKU GIKEN | 5ch. of 5V, 200mA, emulate various batteries such as secondary batteries, EDLC, Coin cells as well as HILS and ECU battery monitoring modules
2 | Battery Tester | 3554 | Hioki
3 | Battery Tester | KFM2150 SYSTEM 3000-02 | Kikusui | KFM2150+PLZ1004W+PLZ2004WB (1unit), Bench top type, 1.5 to 150V/ 600A, 3000W
4 | Battery Tester | MCU12548 | Cratto
5 | Battery Tester | PFX2411 | Kikusui | 12Ch tester for EDLC(Electric Double Layer Capacitor) test, Charge/Discharge 0 to 5.0000V/ 0 to 5.0000A 25W
6 | Battery Tester | PFX2512S | Kikusui | Charge/Discharge system controller, 60V/50A
7 | Battery Tester | PXR200-6L | Kenwood
8 | Battery Tester Scanner | KFM2151 | Kikusui | 32ch scanner for KFM2150
9 | Current Shunt | Y5020 | Fluke | Current Shunt Precision Four terminal
10 | Electronic Load | 6304 | Chroma | 63010 module (2A/20A'16V/64V 100W) 3ea
12 | Electronic Load | 63203 | Chroma | 5.2KW, 60A/600A, 0~80V, CC, CR, CV, CP mode,
13 | Electronic Load | 3300A | KEISOKU GIKEN | 3315A(60V/15A/75W) 4 units
14 | Electronic Load | 3300A | KEISOKU GIKEN | 3310(60V/30A/150W) 4 UNITs, with bad front panel button touch
15 | Electronic Load | 3300A | KEISOKU GIKEN | 3311A(60V/60A/300W) 3 units/ 3315A(60V/15A/75W) 1 unit, with bad front panel button touch
17 | Electronic Load | 6063B | Agilent | System DC Electronic Load, 3-240V/0-10A 250W
18 | Electronic Load | 6314A | Chroma | 6314A with 63110A (100Wx2, 0~0.6A 0~2A/ 0~500V) 4 units
19 | Electronic Load | ELA305 | KEISOKU GIKEN | 120V/60A/300W, CC/CR/CV/CP mode
20 | Electronic Load | ELZ303 | KEISOKU GIKEN | zero volt electronic load, 30V , 100A , 300W, 50A/us slew rate
21 | Electronic Load | EML-1505B | Fujitsu | 5ch Electronic Load, 55V/20A/150W per CH
22 | Electronic Load | EUL-1200K | Fujitsu | 1200W
23 | Electronic Load | EUL-150aH | Fujitsu | 150W/ 500V/7.5A, CC/CP/CV/CR
24 | Electronic Load | EUL-150aXL | Fujitsu | 150W/ 120V/30A, CC/CP/CV/CR
25 | Electronic Load | EUL-1800aLSLV | Fujitsu | 1800W/ 1.5~120V/ 0~3.6 or 0~36 or 0~360A/ Slave
26 | Electronic Load | EUL-300aXH | Fujitsu | 300W/500V/15A, CC/CP/CV/CR
27 | Electronic Load | EUL-300aXL | Fujitsu | 300W/120V/60A, CC/CP/CV/CR
28 | Electronic Load | EUL-600aXH | Fujitsu | 600W/500V/30A, CC/CP/CV/CR
29 | Electronic Load | EUL-600aXL | Fujitsu | 600W/120V/120A, CC/CP/CV/CR
30 | Electronic Load | KJL-200D | Kapjin | 6ch
31 | Electronic Load | LS-1200A | Load Power | DC28.5V 1200A/ 34.2KW
32 | Electronic Load | N3301A | Agilent | 600 Watt DC Electronic Load Mainframe
33 | Electronic Load | PEL-2002 | GW | 2 slot mainframe with USB, PEL2040(70A/80V/350W) 2 units
34 | Electronic Load | PLZ164W | Kikusui | 0〜150V, 33A, 165W, USB I/F
35 | Electronic Load | PLZ164WA | Kikusui | 0〜150V, 33A, 165W, USB I/F
36 | Electronic Load | PLZ164WAS(SPEC20779) | Kikusui | 0〜150V, 33A, 165W, USB I/F
37 | Electronic Load | PLZ303W | Kikusui
38 | Electronic Load | PLZ-30F | Kikusui | PLZ150U module 3 units
39 | Electronic Load | PLZ6000R | Kikusui | 30V-400A/ 60V-200A/ 6KW, CC/ CR/ CV/ CP/ CC+CV/ CR+CV mode
40 | Electronic Load | PLZ603W | Kikusui | CC/ CR/ CV/ CP mode, 1.5~120V/ 120A/ 600W, 16Kg
41 | Electronic Load | PLZ664WA | Kikusui | 0 〜 150V, 132A, 660W, USB I/F
42 | Electronic Load AC | AS-513 | NF | Current phase setting is enabled, input Voltage AC: 150Vrms / 300Vrms DC: ±212V / ±424V input Current AC: 20Arms / 10Arms (40Hz to 100Hz), 2KVA
43 | Electronic Load AC | EWL-2000 | Takasago | 150V Range : 14V~150Vrms 20A(80Apeak)/ 300V Range : 14V~300Vrms 10A(40Apeak), 2000W(2000VA), 40~72Hz, CC/CR/CP mode, input single phase 85~250Vrms/ 45~66Hz, weight 55Kg
44 | Electronic Load AC | EWL-4000 | Takasago | 150V Range : 14V~150Vrms 40A(160Apeak)/ 300V Range : 14V~300Vrms 20A(80Apeak), 4000W(4000VA), input single phase 85~250Vrms/ 45~66Hz, weitht 125Kg
45 | Electronic Load AC | PCZ1000 | Kikusui | AC Load/ 1000W/ 14V to 280V/ 0 to 10A
46 | Electronic Load AC | PCZ1000A | Kikusui | 45Hz to 65Hz, 1000W, 14-280V(rms)/ 20-400Vp, 10A(rms)/10Ap, crest factor, RS232, CC/ CR/ CP mode
47 | Electronic Load AC/DC | 32613A | Prodigit | 7200VA, 72Arms/ 50~300Vrms, CC/ CR mode, 153Kg
48 | Electronic Load AC/DC | 32616A | Prodigit | 12600W, 126Arms/ 50~300Vrms, CC/ CR mode, 230Kg
49 | Electronic Load Booster | PLZ2405WB | Kikusui | 2400W/1V~150V/480A, Load Booster for PLZ-5W/5WZ series
50 | Electronic Load High Voltage | model 555 | Yosio | operating voltage +-100~3KV/ max 2A, resolution 10uA(20mA range), floating load,
51 | Electronic Load Modular | PLZ-50F | Kikusui | PLZ-50F with PLZ150U(max 150W/1.5〜150V/30A) 3 units
52 | Electronic Load Modular | PLZ-50F | Kikusui | PLZ-50F with PLZ70UA(max75W/ 0〜150V/15A) 5 units
53 | Electronic Load module | N6791A | Agilent | DC electronic load module, 1U height, 60V, 20A, 100W
54 | Memory HiCorder | 8860 | Hioki
55 | Memory HiCorder | 8852-4M | Hioki | Analog 4ch/ Logic 24ch, 100 MS/s
56 | Memory HiCorder | 8861-50 | Hioki | 8956 (2ch for voltage/ Isolated BNC/ Max. rated voltage to earth: 300 V AC, DC) 8 units
57 | Power Analyzer CT | 9277 | Hioki | 20A/ CAT III 300V/ CAT II 600V
58 | Power Analyzer CT | 9693 | Hioki | 2000A/ 600V/ CAT III
59 | Power Analyzer Digital | 3193 | Hioki | single 2 wire or 3 wire/ three phase 3 wire or 4 wire, 9602 4ea/ 9270 3ea, 9272 1ea
60 | Power Analyzer Digital | N6705A | Agilent | DC Power Analyzer, Modular, 600W, 4 Slots
61 | Power Analyzer Digital | N6705B | Agilent | DC Power Analyzer, Modular, 600W, with 4 modules
62 | Power Analyzer Digital | PM3000A | Voltech | single CH
63 | Power Analyzer Digital | PW6001-16 | Hioki | P6 Channel Motor Analysis And D/A Output
64 | Power Analyzer Digital | PZ4000(253710) | Yokogawa | 253752(Voltage direct input ranges: 30, 60, 120, 200, 300, 600, 1200, 2000 Vpk (1000 Vrms)/ Current direct input ranges: 0.1, 0.2, 0.4, 1, 2, 4, 10 Apk (5 Arms, upper terminal)/ 1, 2, 4, 10, 20, 40, 100 Apk (20 Arms, lower terminal)) Module 4 units
65 | Power Analyzer Digital | WT1806 | Yokogawa | option:-15(6 elements, 1000V/50A 5 elements / 1000V/5A 1 element)-M-HE(English menu)/ B5(Built-in printer)/ G5(Harmonic Measurement)/ DA(20-channel DA Outputs)/ MTR(Motor Evaluation Function)
66 | Power Analyzer Digital | WT1806 | Yokogawa | opt 06(50A 6 elements)/M/HE
67 | Power Analyzer Digital | WT3000(760303) | Yokogawa | 3 input elements, -03(30A input element)-SV(Standard Version)-M/ B5(built in printer)/ Z
68 | Power Analyzer Digital | WT3000(760304) | Yokogawa | 4 input elements, -40(1000V-2A)-MV-M/ G6/ B5/ FQ/ DA/ C12/ C7/ CC/ 7N Z
69 | Power Analyzer Digital | WT3004E | Yokogawa | WT3004E-2A4(2Ax4 input elements)-30A0-D/G6/C7/C12/FL/MTR,758923*4
70 | Power Analyzer Digital | WT500 (760201) | Yokogawa | 1 input element model, -M/G5(Harmonic)
71 | Power Analyzer Digital | WT500 (760203) | Yokogawa | 3 input elements model, -C1(GPIB)-C7(Ethernet)
72 | Power Meter Clamp | CT9691-90 (CT9690+CT6590) | Hioki | CT9690(Clamp On AC/DC Sensor Rated Current 100A/10A, Output Voltage 100mV/f.s), CT6590(Sensor Unit)
73 | Power Meter Clamp On | 3290 | Hioki | 9692 OUTPUT-2V/200A / 600V/200A
74 | Power Meter Digital | 434 | Fluke | Power Quality Analyzer with AC Current Clamp i400S 4 units
75 | Power Meter Digital | 2801 | Xitron | Single Channel Power Analyzer, Voltage: Range 950Vpk, 400Vpk, 1500Vpk, Internal Current: Range 8Apk, 40Apk, USB/ RS-232/ GPIB/ Ethernet
76 | Power Meter Digital | 3390 | Hioki | 3390(9793/9438-50x4)
77 | Power Meter Digital | 3390 | Hioki | 3390(9793/9272-10x4/9830/ others
78 | Power Meter Digital | WT110 | Yokogawa
79 | Power Meter Digital | WT110E | Yokogawa
80 | Power Meter Digital | WT130 | Yokogawa | 1 module
81 | Power Meter Digital | WT130 | Yokogawa | 2 modules
82 | Power Meter Digital | WT1600(760101) | Yokogawa | 1000V-50A 6 Elements, -06-C1-M/B5/C10/DA/MTR/7N
83 | Power Meter Digital | WT1600(760101) | Yokogawa | 1000V-5A 4 Elements / 1000V-50A 2 Elements, -06-C1-M/B5/DA/MTR/7N
84 | Power Meter Digital | WT1600(760101) | Yokogawa | 1000V-5A 6 Elements, -60-C2-M/C10/MTR/7N
85 | Power Meter Digital | WT310 | Yokogawa | -D(UL, CSA Standard, PSE)-C2(RS232)
86 | Power Meter Digital | WT310HC | Yokogawa | Digital Power Meter, DC - 100 kHz, 40A, 1 Ch.
87 | Power Meter Digital Current Sensor | 751552 | Yokogawa | dynamic range: 0.001 Arms to 1000 Arms (AC): Max. 1400 Apk (AC), measurement frequency range: 30 Hz to 5 kHz (±2%) Highly-precise basic accuracy: ±0.3% of rdg Phase error
88 | Power Supply AC | 1201WP | California instruments | 1200VA, 47Hz to 500Hz, 5V~130V or 5V~260V
89 | Power Supply AC | 351TC | California instruments | 350 VA, Standard Output Voltage (L-N): 0-120, 0-240, Full Power Frequency Range: 45Hz to 5kHz
90 | Power Supply AC | 5001iM | California Instruments | 5KVA, 1Phs, 0~135Vrms/ 0~270rms, 16Hz to 500Hz 0.1Hz resolution, input 3 phase 208~240V
91 | Power Supply AC | 6510-33200P-6 | KEISOKU GIKEN | 6510 Series Programmable AC Power Source, output:10KVA, 0~150V/0~300V/0~600V, 0.00~35.00A/30.0~350.0A, Frequency 45.0-70.0Hz/45-500Hz(opt：45-500Hz), input 3 phase 3 wire 200VAC
92 | Power Supply AC | 6813B | HP | AC Power Source/Analyzer,1750VA,300V,13A
93 | Power Supply AC | 6843A | HP | 230V/ 16Arms/ Regulatory Test Solution is specifically designed for testing products for compliance to the IEC low-frequency emissions and immunity, IEC 555-2, IEC 555-3, EN 60555-2, EN 60555-3, IEC 1000-3-2, IEC 10003-3, EN 61000-3-2, and EN 61000-3-3
94 | Power Supply AC | AC6801A | Keysight | Basic AC Power Source 500VA, 270V/2.5A
95 | Power Supply AC | AC6804A | Agilent | AC Power Source, 4000VA, 270V, 20A
96 | Power Supply AC | APS9301 | GW | output : 300VA/ 0.0~300.0V 0.1V step/ 2.6A or 1.3A/ 45.0~500.0Hz (0.1 or 1Hz step)/ Meter function, 20Kg weight
97 | Power Supply AC | CW801 | Elgar | 800VA, 0~135/0~270V, 0~3/0~6A, 45~500Hz, bad cosmetic
98 | Power Supply AC | DP090RD | NF | single phase model, 9KVA, 0.0 to 310.0V/ 0.0 to 620.0V, 45A/22.5A
99 | Power Supply AC | DP090RS | NF | single phase re-use type model, 9KVA, 0.0 to 310.0V/ 0.0 to 620.0V, 45A/22.5A
100 | Power Supply AC | DP120S | NF | AC Output single ph : 12KVA, 1P2W, 0~310V/0~620V, 120A/60A, AC mode 40~550Hz/ AC+DC mode 1~550Hz DC Output : 12KW, -220~+220V/ -440~+440V, 120A/60A
101 | Power Supply AC | DPS1005 | Everfine | 500VA, output voltage 0~150V; 0~300V, current 110V/4.6A, 220V/2.3A, frequency 40.0Hz~65.0Hz;40.0Hz~450Hz(optional)
102 | Power Supply AC | EC1000S | NF | AC 1 to 135V/2 to 270V, 10/50 max current, 1kVA, 1 to 550Hz
103 | Power Supply AC | EPO2000S | NF
104 | Power Supply AC | EPO2000X | NF | AC output: 1-150V/2-300V, 0.1Vres 20/10Amax current, 2KVA, 1-500Hz, DC output: 0-424V, 25Kg
105 | Power Supply AC | M2PS1000 | Fujitsu | AC Output : 0~280V(0.1V res)/ 10A/ 5~500Hz, DC Output : +-0~400Vp/ 5A/ 1KW
106 | Power Supply AC | PCR1000M | Kikusui | 1000VA, AC 1~135V/2~270V, 10A/5A, 40〜500Hz/0.1Hz Resolution
107 | Power Supply AC | PCR2000LA | Kikusui
108 | Power Supply AC | PCR2000W | Kikusui
109 | Power Supply AC | PCR500L | Kikusui | AC output : 1 to 150V/2 to 300V, 5/2.5 max current, 500VA, 1 to 999.10Hz
110 | Power Supply AC | PCR500LE | Kikusui | 500VA, 5A/2.5A,
111 | Power Supply AC | PCR6000LA | Kikusui | AC mode output 6KVA, 1~150V/2~300V, 60/30A, 1~999.9Hz DC mode output 3KVA, 1.4~212V/2.8~424V, 60/30A, weight 160Kg
112 | Power Supply AC | PCR8000W | Kikusui | 8KVA, 1~150V/2~300V, 80A/40A, 1~500.0Hz 0.01Hz Res.
113 | Power Supply AC | SKY-2000 | SeolTech | 380VAC 20KVA
114 | Power Supply AC | SRA2K | Matsusada | DC 420V/AC300V/1~550Hz/2kVA, input single ph 50/60Hz 176~264V
115 | Power Supply AC (single phase/ three phase) | PCR9000LE2 | Kikusui | AC Power Source for 1P2W/ 1P3W/ 3P3W/ 3P4W(option), 9KVA, 1V to 150V/ 2V to 300V 0.1V Res, current 90A/ 45A
116 | Power Supply AC 3 ph | EPO12000M | NF | 12KVA, Single phase / Phase mode selectable systems (single phase/three phase /single phase three wire), input : 200V three phase
117 | Power Supply AC 3 ph | PCR12000W2 | Kikusui | 12KW, signle phase/ Three phase selectable, input : 220V single phase
118 | Power Supply AC 3 ph | PCR6000W2 | Kikusui | 6KW, signle phase/ Three phase selectable, output single phase 1~150V 60A/ 2~300V 30A, three phase 1~150V 20A/ 2~300V 10A, input single 70~250V 48A
119 | Power Supply AC Controller | RC02-PCR-L | Kikusui | Remote Controller for PCR1000L
120 | Power Supply AC Controller | RC03-PCR-LA | Kikusui | Remote Controller for PCR1000LA
121 | Power Supply AC multi phase | DP045M | NF | multiphase output : switchable between single phase 2 wire/ single phase 3 wire/ 3 phase, 4.5kVA, Line Voltage 1P2W 0.0 to 310.0V/ 0.0 to 620.0V, Phase Voltage 0.0 to 155.0V/ 0.0 to 310.0V/ 0.0 to 440.0V/ 0.0 to 88.0Vpp
122 | Power Supply AC/ Analyzer | 6812B | Agilent | 750VA, 300V/6.5A, DC or 45Hz~1KHz
123 | Power Supply DC | 6030A | HP | 1ch, 0 to 200Vdc, 0 to 17A, 800W, OPT100
124 | Power Supply DC | 62050H-40 | Chroma | Programmable DC Power Supply 40V/125A/5KW, 380V 3phase input
125 | Power Supply DC | 62100H-600S | Chroma | 600V/17A/10KW, , input : 200~220V 3ph
126 | Power Supply DC | 6551A | Agilent | 8V/50A/400W
127 | Power Supply DC | 6552A | Agilent | 20V/25A/500W/1ch
128 | Power Supply DC | 66000A | Agilent | High density 1200W mainframe, 66101A/ 66102A/ 66103A/ 66104A module
129 | Power Supply DC | 6627A | Agilent | 0-20V / 0-2A, 0-50V / 0-0.8A
130 | Power Supply DC | 66311B | Agilent | 1ch, 15V/3A (5Vpeak)
131 | Power Supply DC | 66312A | Agilent | Dynamic measurement 1ch, 20V/2A 40W
132 | Power Supply DC | 6632B | Agilent | DC Power Supply 0 - 20 V / 0-5 A
133 | Power Supply DC | 6633A | Agilent | DC power Supply 0-50V/2A
134 | Power Supply DC | 6643A | Agilent | 0 - 35 V - 0 - 6 A
135 | Power Supply DC | 6655A | Agilent | System DC Power supply 0-35 V / 0-15 A
136 | Power Supply DC | 6673A | Agilent | 2000W, 35V/ 60A
137 | Power Supply DC | DCS80-13EM1M96 | Sorensen | 0-80V/ 0-13A/ 1KW, input : Single Phase 200-250 VAC / 100-132 VAC
138 | Power Supply DC | DCS8-125 | Sorensen | 8V/125A/1KW
139 | Power Supply DC | DHP60-220 | Sorensen | DC 60V/220A, input 200~240V 3 phase
140 | Power Supply DC | DLM150-4 | Sorensen | output : 0-150V/0-4A/ 600W, 1U size, 4.4Kg
141 | Power Supply DC | DRP-4025D | Digital | 40V/25A/1000W
142 | Power Supply DC | DS600-8 | NF | 600V8A/4.8KW
143 | Power Supply DC | DSP-006-400HD | CHYNG HONG | 3000W/0~6V/0~400A, 2U size, LXI
144 | Power Supply DC | E36106A | Keysight | Keysight brand 100V, 0.4A, 40W
145 | Power Supply DC | E3630A | Agilent | +-20V/0.5A or 6V/2.5A
146 | Power Supply DC | E3631A | Agilent | Agilent label 3ch total, +25V-1A/ -25V-1A/ 6V-5A, 80W GPIB
147 | Power Supply DC | E3631A | HP | HP label 3ch total, +25V-1A/ -25V-1A/ 6V-5A, 80W GPIB
148 | Power Supply DC | E3631A | Keysight | Keysight label
149 | Power Supply DC | E3632A | Agilent | 1ch, Dual Range 15V/7A 30V/4A, GP-IB/RS232
150 | Power Supply DC | E3633A | Agilent | 200W dual-range outputs Power Supply, 8V, 20A or 20V, 10A
151 | Power Supply DC | E3640A | Agilent | 1ch, Dual Range 8V/3A, 20V/1.5A, 30W, GPIB/RS232
153 | Power Supply DC | E3646A | Agilent | 60W Dual Output Power Supply, Two 8V, 3A or 20V, 1.5A
154 | Power Supply DC | E3647A | Agilent | 60W Dual Output Power Supply 35V, 0.8A or 60V, 0.5A
155 | Power Supply DC | E3648A | Agilent | 100W Dual Output Power Supply Two 8V, 5A or 20V, 2.5A
156 | Power Supply DC | E3648A | Keysight | Keysight label
160 | Power Supply DC | EP-3020 | PNCYS | 30V/20A/600W, bad cosmetic
161 | Power Supply DC | EX-1500H2 | Takasago | 1ch, 240V/25A, 1500W
162 | Power Supply DC | EX-1500U2 | Takasago | 500V/8A/1500W, 1ch
163 | Power Supply DC | EX-375L | Takasago | 60V/25A/375W/1ch
164 | Power Supply DC | EX-375L2 | Takasago | 60V/25A/375W/1ch
165 | Power Supply DC | EX-750L | Takasago | 60V/50A/750W/1ch
166 | Power Supply DC | FX020-150 | Takasago | 20V/150A, 3KW, input 3 phase (RST) 180V~250V
167 | Power Supply DC | FX035-344 | Takasago | 35V/344A, 12040W, OVP/OCP, dimension 430mm (W) X 716(H) X 525, weight 82Kg,
168 | Power Supply DC | FX060-200 | Takasago | 60V/200A, 12KW, input 3 phase (RST) 180V~250V
169 | Power Supply DC | FX060-50 | Takasago | 60V/50A, 3KW, input 3 phase (RST) 180V~250V
170 | Power Supply DC | GEN300-11 | TDK-LAMBDA | 300V/ 11A/ 3300W/ Input 3phase 220V
171 | Power Supply DC | GEN80-9.5 | TDK-LAMBDA | 80V/9.5A, 750W
172 | Power Supply DC | GENH300-2.5 | TDK-LAMBDA | 300V/ 2.5A/ 1ch, 750W, , RS-232/RS-485 Interface
173 | Power Supply DC | GENH60-12.5 | TDK-LAMBDA | 60V/12.5A/1CH, 750W, RS-232/485
174 | Power Supply DC | GP0160-50R | Takasago | output 160V/50A/9000VA, input 3phase 200V+-10% 13KVA
175 | Power Supply DC | HX0500-12M2F | Takasago | almost brand new with original box, 0~500V/0~12A, 6KW, 0~63V, input : 3phase 180~242V, 45~66Hz
176 | Power Supply DC | HX060-200M2 | Takasago | 60V/200A, 12KW, 0~63V, input : 3phase 200V, 50/60Hz
177 | Power Supply DC | IT6823 | Itech | 72V/ 1.5A/ 108W
178 | Power Supply DC | LC1202 | TDK-LAMBDA | 1~30KV/ 12,000J/s
179 | Power Supply DC | MCL140-200 | Fug | 200V/600mA, 222 mm (W) / 89 mm (H) / 450 mm (D), 4 kg
180 | Power Supply DC | N5750A | Agilent | 150V/5A/750W, 1U size, bad cosmetic
181 | Power Supply DC | N5772A | Agilent | 600V, 2.6A, 1560W
184 | Power Supply DC | NTN2800M-350 | Fug | 350V/8A, 2800W, input 400V+-10% 47~53Hz
185 | Power Supply DC | P31A-1507CB | Ametek-Sorensen | 0~150V/0~7A/1050W, input 115/230V, 50/60Hz, 1U size
186 | Power Supply DC | P63C-10660 | Ametek-Power Ten | output 10V/660A/6600W, input : 200~240Vac 3W+PE, programmable
187 | Power Supply DC | P63C-30330 | Ametek-Power Ten | output 30V/330A/9900W, input : 200~240Vac 3W+PE, programmable
188 | Power Supply DC | PAD16-1000LET | Kikusui | output 16V/1000A, AC input 3 phase 200V 50/60Hz 35KW, weight 600Kg
189 | Power Supply DC | PAD250-15LA | Kikusui | 250V/15A, weight 92Kg, dimension 440mm(W)x575(H)x525(D)
190 | Power Supply DC | PAD250-8LA | Kikusui | 250V/ 8A
191 | Power Supply DC | PAM40-50 | Kikusui | 1ch, 40V/50A, 2000W
192 | Power Supply DC | PAS100-28 | Kikusui | 100V/28A
193 | Power Supply DC | PAS10-105 | Kikusui | 10V/105A/ 1000W
194 | Power Supply DC | PAS10-35 | Kikusui | 10V/35A/ 350W
195 | Power Supply DC | PAS20-36 | Kikusui | 1ch, 20V/36A, 720W
196 | Power Supply DC | PAS40-18 | Kikusui | 40V/18A/1ch
197 | Power Supply DC | PAS40-27 | Kikusui | 40V/27A/1ch
198 | Power Supply DC | PAS40-9 | Kikusui | 1ch, 40V/9A, 360W
199 | Power Supply DC | PAS500-1.2 | Kikusui | 500V/1.2A
200 | Power Supply DC | PAS60-6 | Kikusui | 60V/6A
201 | Power Supply DC | PAT40-200T | Kikusui | 0~40V/ 0~200A/ 8KW, 3phase 200~240V input
202 | Power Supply DC | PAT500-16T | Kikusui | 0~500V/ 0~16A/ 8KW, 3phase 200~240V input
203 | Power Supply DC | PAV10-60 | Kikusui | 10V/60A/600W, smart switch type, I/F LAN/USB/RS232C/RS485
204 | Power Supply DC | PBX20-10 | Kikusui | 1ch, ±20V/±10A, 200W, Bipolar DC Power Supply
205 | Power Supply DC | PBX40-2.5 | Kikusui | 1ch, ±40V/±2.5A, 100W, Bipolar DC Power Supply
206 | Power Supply DC | PBZ20-20 | Kikusui | ±0 to 20V / ±0 to 20A 400W, Ripple 2mVrms, Noise 20mVp-p
207 | Power Supply DC | PD35-10D | Kenwood | 35V/10A, 350W중량 23Kg, 110V only
208 | Power Supply DC | PD36-10AD | Kenwood | 36V/10A, 23Kg
209 | Power Supply DC | PD56-10AD | Kenwood | 56V/10A, 중량 23Kg
210 | Power Supply DC | PDS120-6 | Kenwood | 0V-120V,0A-6A, 1050Ｗ/1100VA, ripple CV:1mVrms CC: 10mArms
211 | Power Supply DC | PGD40-100T | Kikusui | 40V/100A/1ch/Input 3 phase
212 | Power Supply DC | PHS10K-10 | Kikusui | 0.05 to 10KV/ 10mA/ 110Vonly
213 | Power Supply DC | PL330QMD | TTi | 32V/3A 2CH 240W, GPIB & RS232, High current “logic supply” output on QMT models
214 | Power Supply DC | PMX18-5A | Kikusui | Adjustable Linear DC Power Supply 18V, 5A with LAN/USB/RS232C
215 | Power Supply DC | PMX32-2QU | Kikusui | 4 fully isolated output, 0~30V/0~2A for each, 800W, LAN/USB/RS233C, LCD Panel, 13Kg
216 | Power Supply DC | PQ120-3.3-L | Matsusada | 120V/3.3A/350W/ 1ch, OVP/OCP, input 220V single phase
217 | Power Supply DC | PQ70-5-L | Matsusada | 70V/5A/350W/ 1ch, OVP/OCP, input 220V single phase
218 | Power Supply DC | PR10-75 | Matsusada | 10V/75A, 750W, input 100V/200V 50/60Hz single ph
219 | Power Supply DC | PR200-6-01 | Matsusada | output 200V/6A, input 100V/200V 50/60Hz single ph
220 | Power Supply DC | PR300-10-L | Matsusada | 300V/ 10A/ Input 3phase 220V
221 | Power Supply DC | PR45-90 | Matsusada | 45V/90A
222 | Power Supply DC | PR60-20-L | Matsusada | 60V/ 20A, 1.2KW, 110V input
223 | Power Supply DC | PS2521G | Tek | 130W 20V/2.5A programmable
224 | Power Supply DC | PS310 | SRS | Voltage: 0-1250V/ Current: 0-0.2A/ Power: 25W
225 | Power Supply DC | PS325 | SRS | 25V to 2.5KV/ 10mA/ 25W, opt 01 (GPIB)
226 | Power Supply DC | PS60-12 | Kenwood | 60V/12A, 110V input
227 | Power Supply DC | PU30-25 | Texio | 30V/25A/750W, SMPS type, 1U size, Xantrex OEM
228 | Power Supply DC | PU30-50 | Texio | 30V/50A/1500W, SMPS type, 2U size, Xantrex OEM
229 | Power Supply DC | PU60-25 | Texio | 60V/25A/1500W, SMPS type
230 | Power Supply DC | PU80-19 | Texio | 80V/19A 1500W, RS-232, 1U Size (43.6mm), USB & RS232 , Xantrex OEM
231 | Power Supply DC | PU8-180 | Texio | 8V/180A, Xantrex OEM
232 | Power Supply DC | PVD300-40T | Kikusui | 300V/40A/12KW
233 | Power Supply DC | PVS100-28 | Kikusui | 100V/28A, Xantrex OEM
234 | Power Supply DC | PVS300-4 | Kikusui | 300V/ 4A/ 1200W, Xantrex OEM
235 | Power Supply DC | PVS600-2 | Kikusui | 600V/2A/ 1200W, Xantrex OEM
236 | Power Supply DC | PVS600-4 | Kikusui | 600V/4A/ 2400W, Xantrex OEM
237 | Power Supply DC | PVS60-46 | Kikusui | 1ch, 60V/46A, 2760W, Xantrex OEM
238 | Power Supply DC | PWR400L | Kikusui | 80V/25A(max 40A)/ 400W, CV/CC mode, 5Kg
239 | Power Supply DC | PWR400M | Kikusui | 320V , 6.5A
240 | Power Supply DC | PWR800H | Kikusui | 0~650V/ 0~4A 800W, 1ch, CV/CC mode, 8Kg
242 | Power Supply DC | PWX750MHF | Kikusui | 230/10A/750W, 1U size, with LAN/USB/RS-232C I/F
243 | Power Supply DC | R4K-80M | Matsusada | 0~110V/0~1.3A 80W
244 | Power Supply DC | RE100-50 | Matsusada | 100V/50A/ 5000W, input : 220V single phase/ 200V 3 phase
245 | Power Supply DC | RE10V-60A | Matsusada | 10V/60A, 600W, input 220V single ph
246 | Power Supply DC | RE150-20 | Matsusada | 150V/ 20A/ 3000W, input : 220V single phase/ 220V 3 phase
247 | Power Supply DC | RE-30-40L | Matsusada | 30V/40A, input : 220V single phase/ 220V single phase
248 | Power Supply DC | RF30-10-L | Matsusada | 30V/10A/350W/ 1ch, OVP/OCP, input 220V single phase
249 | Power Supply DC | SGA60X167C-1AAA | Sorensen | 60V/167A/10KW, Input Voltage 187 / 242VAC, 3 Phase
250 | Power Supply DC | SGA75-266 | Sorensen/ Elgar | 75V/266A/20KW, input 3 phase 200~240V
251 | Power Supply DC | SM300-10 D | Delta Elek | 3000W, 300V/10A
252 | Power Supply DC | SM52-30 | Delta Elek | 52V/30A, 1500W, Bench, Programmable
253 | Power Supply DC | SM7020-D | Delta Elek | 700W, 0-35V/0-20A, 35-70V/0-10A
254 | Power Supply DC | SPEC70237 | Kikusui | 4ch(1ch/16V/1A, 2ch/-16V/1A, 3ch/25V/3A, 4ch/6V/2A)
255 | Power Supply DC | SPS5610-1 | TDI | 50V DC, 250A MAX, 10.5KW MAX
256 | Power Supply DC | XFR300-4 | Xantrex | 300V/4A/1200W
257 | Power Supply DC | XFR35-35 | Xantrex
258 | Power Supply DC | XFR600-4 | Xantrex | 600V/4A/2400W, input 190-264 VAC, 1φ, 47-63 Hz, 15Kg, 2U size
259 | Power Supply DC | XG300-2.8 | Sorensen | 0-300V , 0-2.8A ,850W
260 | Power Supply DC | XG300-5MGA | Sorensen | 0-300V / 5A / 1500W with GPIB
261 | Power Supply DC | XG40-42 | Ametek-Sorensen | 1700W/40V/42, 85~265 Vac continuous, input 47~63 Hz, single phase, with RS232/485 & USB I/F
263 | Power Supply DC | XT30-2 | Xantrex | 30V/2A 60W Programmable
264 | Power Supply DC | ZUP10-80 | TDK-LAMBDA | 10V/80A/800W , RS232/485
265 | Power Supply DC | ZUP36-12 | TDK-LAMBDA | 36V/12A
266 | Power Supply DC | ZUP36-24 | TDK-LAMBDA | 36V/24A 864W, CV/CC mode, Built in RS232/ RS485
267 | Power Supply DC | ZX-1600HA | Takasago | 640V/20A/ 1600W
268 | Power Supply DC | ZX-1600LA | Takasago | 80V/160A/ 1600W, 0.00 to 84.00V (1 0mV resolution)
269 | Power Supply DC | ZX-400L | Takasago | 0~84V(10mV Resolution)/0~42A(10mA)/ 400W, zoom function, SMPS type
270 | Power Supply DC Bipolar | BP4620 | NF | output : max voltage DC +-115V/ , DC to 150KHz max +-60V(3 ohm load resistance), max current DC +-20A/ 10KHz +-26A(3 ohm load resistance), CV/CC, +-7V limiter/+-117 Limiter function, USB,
271 | Power Supply DC Bipolar/ Operational Amplifier | BOP100-1M | Kepco | ±100V ±1A, 100W
272 | Power Supply DC Bipolar/ Operational Amplifier | BOP36-6M | Kepco | +-36V/+-6A, 200W, high-powered operational ampliﬁers with full 4-quadrant, bipolar operation
273 | Power Supply DC Bipolar/ Operational Amplifier | BOP500M | Kepco | ±500V ±80mA, 40W
274 | Power Supply DC High Voltage | HCN700-12500 | Fug | 12.5KV/50mA
275 | Power Supply DC High Voltage | HCP1400-20000 | Fug | 20KV/60mA
276 | Power Supply DC High Voltage | HEOP-3B2x2-MD | Matsusada | -3K~+3KVdc/ 2mA dual output
277 | Power Supply DC High Voltage | NEOS-H 1000 | SuNAM | 0~20KV/0~50mA/1000W, RS-232/485
278 | Power Supply DC High Voltage | NEOS-H 30R | SuNAM | 0~2KV/0~15mA/30W, RS-232/485
279 | Power Supply DC High Voltage | P6/FC10N12.0-22 | Glassman | output : 12KV/ 12mA, input : 220V 48~420Hz 1ph
281 | Power Supply DC module | N6731B | Agilent | DC Power Module 0-5V, 0-10A, 50W
282 | Power Supply DC module | N6733A | Agilent | Module, 20 V, 2.5 A, 50 W
283 | Power Supply DC module | N6733B | Agilent | DC Power Module, 20V, 2.5A, 50W
284 | Power Supply DC module | N6741B | Agilent | DC Power Supply Module 5V/20A/100W
285 | Power Supply DC module | N6742B | Agilent | DC Power Module, 8V/12A/100W for N6700 series
286 | Power Supply DC module | N6774A | Agilent | DC Power Module, 0-35V/0-8.5A, 300W
287 | Power Supply DC module | N6775A | Agilent | DC Power Module, 60V, 5A, 300W
288 | Power Supply DC to DC | NT-AD-2000 | KG | AC/DC bidirectional unit(2.2KW) non-isolated, IN/OUT interconnection side : 2.2KW / AC200V, IN/OUT HVDC side : 2KW/DC350-400V
289 | Power Supply DC to DC | NT-DD-2000A + NT-SC | KG | DC/DC bidirectional unit(2KW) isolated, IN/OUT interconnection side : 2KW/DC32-60V, IN/OUT HVDC side : 2KW/DC350-400V
290 | Power Supply/ Amp 4 Phase Voltage Output | SB58681-3 | NF | Four-Phase Voltage Output Amplifier, max 150V/333mA
291 | Recorder Analyzing | AR4400 | Yokogawa | 8ch Analog입력, sampling rate :1MS/s, -M/ Universal 702611 4ea
292 | Recorder for Temp. & Humidity | ST-50A | Sato
293 | Recorder Hybrid | 8826 | Hioki | 32ch, 8936 (Number of channels: 2, for voltage measurement) module 16 units
294 | Recorder Hybrid | 8841 | Hioki | 8ch, 8936 (Number of channels: 2, for voltage measurement) module 4 units
295 | Recorder Hybrid | 8842 | Hioki | 16ch, 8936 (Number of channels: 2, for voltage measurement) module 8 units
296 | Recorder Hybrid | GL800 | Graphtek | 20channel
297 | Recorder Hybrid | GL820 | Graphtek | 20channel
298 | Recorder Hybrid | MV1012 | Yokogawa | MV1012-1-4-1-2-1M, 12 channels
299 | Recorder Hybrid | MV104 | Yokogawa | MV104-1-1-1M, 4 channels
300 | Recorder Hybrid | MV2048 | Yokogawa | 48ch, MV2048-3-4-1-2-1MM1
301 | Recorder Hybrid | MV230 | Yokogawa | MV230-1-2-1-1F Style S4/ Suffix C2
302 | Recorder Hybrid | MX100-J-1M | Yokogawa | 24ch, MX110-UNV-H04 6 units
303 | Recorder Hybrid | SR10006 | Yokogawa | 6ch
304 | Recorder Thermo Graphic | TH6200 | NEC/ AVIO/ SANEI | NEC Science Thermo Tracer
305 | Voltage Amp DC Differential | Model 136 | Endevco | 3-channel DC Differential Voltage Amplifier, RS-232 serial interface
10. Chamber/ Safety
1 | Chamber Temperature & Humidity 항온항습 | LHU114 | Espec | -20~+85°C/40~95%rh, inner size : 500mm(W)X600(H)X390(D)/ 105L, input 100V 1Ø
2 | Chamber Temperature & Humidity 항온항습 | LHU124 | Espec | -20~+85°C/40~95%rh, inner size : 500mm(W)X750(H)X590(D)/ 206L, input 100V 1Ø
3 | Chamber Temperature & Humidity 항온항습 | TH-GO-180L | JEIOTECH | -70 to +150°C, 30~98%, 180L, input 380V/3PH
4 | Electrostatic Discharge Simulator | ESS-6008 | Noiseken | Electrtostatic Discharge Simulator for Semiconductor, mainbody only
5 | Electrtostatic Discharge Simulator | ESS-2000 | Noiseken
6 | Electrtostatic Discharge Simulator | ESS-2001 | Noiseken | TC-815P
7 | ESD Test System | ESA-1 | Keytek | DN-10/ CIA-V/ PSC-1
8 | Fast Transient/Burst Generator | NSG2025-4 | Schaffner | Max Burst Amplitude 4.4KV, Max Burst Freq. 1MHz, Coupling Phase 3 phase, Network Current 30A
9 | Fast Transient/Burst Generator Coupling Clamp | 15-00009A | Noiseken | Coupling Clamp for Fast Transient/Burst Generator 15-00009A
10 | Ground Tester AC | 930i | Vitrek
11 | Hipot Tester | 944i | Vitrek
12 | Impulse Noise Simulator | FNS-105AX | Noiseken | Output Voltage 200V to 4600V
13 | Impulse Noise Simulator | INS-4001 | Noiseken | INS-RL2K(2KV Relay Unit)
14 | Impulse Noise Simulator 3 phase | INS-AX2-450 | Noiseken | 4KV, 3 Phase, 50A, AC500V
15 | Insulation Tester | 2406E | Yokogawa | 2406E Series Insulation Resistance Tester Inspection
16 | Ligntning Surge Simulator 낙뢰시험기 | LSS-15AX-A3A with TF-6503P | NoiseKen | surge generating : combination wave 1.2/50uS+8/20uS, 15kV/7000A, AC/DC line injecting : Single phase/ 3-phase AC 600V/50A, TF-6503P(3 phase isolating transformer)
17 | Oscillatory Wave Simulator | SWCS900-1M | Noiseken | Slow Damped Oscillatory Wave Simulator (Damped Oscillatory Wave Immunity Test)
18 | Withstanding Tester AC | 3158 | Hioki | 0 to 2.5kV/5kV, 500VA, AC test only
19 | Withstanding Tester AC | GPT-9801 | GW Instek | 0.100KV to 5.000KV AC
20 | Withstanding Tester AC | TOS5050 | Kikusui | 0 to 2.5kV/5kV, AC test only
21 | Withstanding Tester AC | TOS5051A | Kikusui
22 | Withstanding Tester AC | GPT-705A | GW Instek
23 | Withstanding Tester AC/DC | TOS5051 | Kikusui | AC/DC Withstanding Voltage Tester
24 | Withstanding/ Insulation Tester AC | TOS9000 | Kikusui
11. General Meters/ Misc.
1 | Calibrator Handheld Multi-function Calibrator/Meter | U1401B | Keysight | Keysight brand
2 | Calibrator Handy | CA150 | Yokogawa
4 | Calibrator Oscilloscope | 9100 | Fluke | Multifunction Calibrator
5 | Calibrator Oscilloscope | 5820A | Fluke | opt : 5-channel/ 2.1GHz Bandwidth, with ISO 17025 cal certi
6 | Camera Thermal Infrared | A655sc | Flir | with Lens T197909 only
7 | Chassis AXIe Slot | M9505A | Agilent | AXIe 5-Slot Chassis
8 | Chassis PXI Slot | KPXI-SYS-14-500 | NI/Keithley | (KPXI-CON-PM-1.8G+/2ea), (KPXI-DIO-O-64/5ea)
9 | CHILLER THERMO | HRSE018-A-20 | SMC | input AC 200V 1ph 6.5A, Capacity (AIC) 0.4kA, Refrigerant R407C(HFC) 0.33Kg, net weight 33Kg
10 | Clamp Meter | 335 | Fluke | 600A, 600V for AC/DC, 6000ohm
11 | Data Acquisition System Module | 34902A | Agilent
12 | Data Acquisition System Module | 34903A | Agilent
13 | Data Acquisition System Module | 34904A | Agilent
14 | Data Acquisition System Module | 34905A | Agilent
15 | Data Acquisition System Module | 34908A | Agilent
16 | Data Acquisition System/ DMM | 2750 | Keithley | 7700(20ch) 4ea
17 | Data Acquisition System/ DMM | 34970A | Agilent | mainframe only
18 | Data Acquisition System/ DMM | 34972A | Agilent | LXI Data Acquisition / Data Logger Switch Unit
19 | Data Acquisition System/ DMM | 3706A-NFP | Keithley | mainframe only
20 | Data Acquisition System/ DMM | 3706A-S | Keithley | mainframe only
21 | Data Acquisition System/ DMM | DAQ6510 | Keithley | 6 12/ digits
22 | DMM | 193A | Keithley | system DMM
23 | DMM | 34401A | Agilent | 6 1/2 digits, Agilent label and new style case
24 | DMM | 34401A | Agilent | 6 1/2 digits, Agilent label and old style case
25 | DMM | 34401A | HP | 6 1/2 digits, HP label, without rubber bumper/ with small broken bezzel
26 | DMM | 34410A | Keysight
27 | DMM | 34411A | Agilent | 6 1/2 digits, Agilent label
28 | DMM | 34450A | Keysight | 5 1/2 digits, Keysight label
29 | DMM | 34461A | Agilent | 6 1/2 digits
31 | DMM | DL-2050 | Kenwood | 5 1/2 digits, dual Display, RS-232C
32 | DMM | DMM 4020 | Tek
33 | DMM | U3401A | Agilent | 4 1/2 digits, Dual Display, Agilent label
34 | Electro Static Voltmeter | 323-L-CE | Trek | Highly Sensitive, Versatile Electrostatic Voltmeter, Measure 0 to ±100 V
35 | Electrometer | 6517 | Keithley | opt 6522(Low Current/Voltage Scanner)
36 | Electrometer | 6517A | Keithley | opt 6522(Low Current/Voltage Scanner)
37 | Electrometer | R8240 | Advantest | Measurement 10fA~20mA
38 | Flow Meter Digital | DF-2420 | ONO Sokki
39 | Frequency Standards GPS Controlled | GPS-88/561 (NC 9446 100 88561) | Pendulum | GPS-OCXO controlled frequency standards
40 | GPIB-USB | GPIB-USB-HS | NI
41 | GPIB-USB | TEK-USB-488 | Tek | TEK-USB-488 GPIB to USB adapter
42 | Hot Plate Ceramic | HP-LP1 | Wisd | 310X620mm, max 350°C ±0.3°C setting
43 | Microscope Digital | VH-6300 | Keyence | VH-Z35 Camera
44 | Microscope Measuring | BH3-MJLA4 | Olympus
45 | Microscope Measuring | QS-250Z | Mitutoyo | 200mm(x)/200(y)/100(z), 0.5um Resolution, CNC all axes, AF focus, zoom lens selectable, Color CCD camera
46 | Nano Volt /Micro Ohm Meter | 34420A | Agilent | Agilent label
47 | Nano Volt /Micro Ohm Meter | 34420A | HP | HP label
48 | Precision Ratio Transformer Automated | PRT-73 | ESI/ Tegam | ESI/ Tegam
49 | Profile Projector/ OPTICAL COMPARATOR 만능투영기 | V-12 | Nikon | with SC-112 counter
50 | Pump Vacuum | ED-RV12 | EDWARDS | Oil Capacity 1L, P06-121-112, 29kg, 238 Lit./min, 550W, 1800rpm, 220V, 60Hz
51 | Standard Capacitor | 04064-61001/2/3 | Agilent | 10pF/100pF/1000pF
52 | Standard Capacitor | 1403-A | GENRAD | 1000pF +-0.1%
53 | Standard Capacitor | 1403-D | GENRAD | 100pF +-0.1%
54 | Standard Capacitor | 1403-G | GENRAD | 10pF +-0.1%
55 | Standard Capacitor | 1404-B | GENRAD | 100pF, <+-6 ppm
56 | Standard Capacitor | 1404-C | GENRAD | 10pF, <+-6ppm
57 | Standard Capacitor | 1409-F | GENRAD | 1nF +-0.02%/1KHz
58 | Standard Capacitor | 1409-L | GENRAD | 10nF +-0.02%/1KHz
59 | Standard Capacitor | 1422-CB | GENRAD | 1100pF
60 | Standard Capacitor | 1422-CC | GENRAD | 110pF
61 | Standard Capacitor | 1422-CL | GENRAD | 10-110pF
62 | Standard Capacitor | 1422-D | GENRAD | 1150 & 115pF
63 | Standard Capacitor | 16380A | Agilent | 16381A+16382A+16383A+16384A+original case)
65 | Standard for Frequency | FS725 | SRS
66 | Standard for Frequency | YP-1079B | Anritsu | RUBIDIUM FREQUENCY STANDARD, 10MHz
67 | Standard Inductor | RS-106 | Ando | 10mH +-0.1%
68 | Standard Reference DC | 732A | Fluke | DC Reference Standard
69 | Standard Resistance Box | 2793(01) | Yokogawa
70 | Standard Resistance Programmable | 2724A | Valhalla | fully-adjustable resistance ranges from 0 ohms to 11 Gigahoms
71 | Standard Resistor | 2792 | Yokogawa | 105Ω
72 | Standard Resistor | 04294-61001 | Agilent | Resistor 100 Ohm
73 | Standard Standard | 1689 | GENRAD | Short/ Open/ R4/ R3/ R2
74 | Standard Voltage Current AC | 2558-01 | Yokogawa | AC Voltage Current Standard, with GPIB
75 | Standard Voltage Current AC | 2558-03 | Yokogawa | AC Voltage Current Standard, with GPIB & Remote Control I/F
76 | Standard Voltage Current AC | 2558-00 | Yokogawa | AC Voltage Current Standard, without GPIB
77 | Standard Voltage Current AC | 2558A | Yokogawa | -D(UL/CSA standard, PSE)
78 | Standard Voltage Current DC | 2560 | Yokogawa | 2553+2563+2564, Wide Range DC Voltage/Current Standard
79 | Standard Voltage Current DC | 2561-00 | Yokogawa | Current Unit for 2552, range 100uA to 30A
80 | Switch Microwave | S46 | Keithley | Microwave Switch System
81 | Switch/control system | 7002 | Keithley | with 7503(High Current Scanner) 3 units
82 | Switch/control system | 7002 | Keithley | with no accessory
83 | Switch/control system | 3488A | HP
84 | Switch/control system | 34980A | Agilent | some broken bezzel
85 | Switch/control system | 3499A | Agilent
86 | Switch/control system | 3499B | Agilent | 44476A (Microwave Switch), Switch Mainframe. 2-slot, half-rack-width
87 | Switch/control system | N2264A | Agilent | Multifunction Module, AS IS
88 | Thermometer IR | 62 MAX+ | Fluke
89 | Torque Meter | H-100 | Hios